## Sheet1
Annual Building Sensible Heat Gain Components
| Zone List | Space Type | Multiplier | Space Area [m2] | Zone Volume m3 | Above Ground Gross Ext Wall Area (m^2) | Window Glass Area (m^2) | Unconditioned Area [m2] | Average Number of Occupants | Nominal Number of Occupants | Avg OA Mech Ventilation ach | Avg OA Infiltration [ach] | HVAC Zone Eq & Other Sensible Air Heating [GJ] | HVAC Zone Eq & Other Sensible Air Cooling [GJ] | People Sensible Heat Addition [GJ] | Lights Sensible Heat Addition [GJ] | Equipment Sensible Heat Addition [GJ] | Window Heat Addition [GJ] | Window Heat Removal [GJ] | Opaque Surface Conduction and Other Heat Addition [GJ] | Opaque Surface Conduction and Other Heat Removal [GJ] | Infiltration Heat Addition [GJ] | Infiltration Heat Removal [GJ] | Interzone Air Transfer Heat Addition [GJ] | Interzone Air Transfer Heat Removal [GJ] | Calculated Cooling Design Load [W] | User Cooling Design Load [W] | Calculated Heating Design Load [W] | User Heating Design Load [W]
1 | 0_BDRM_1_2 | living - | 1 | 41.81 | 127.43 | 13.9401 | 4.1797 | 0 | 0.44 | 0.63 | 0.359 | 0.032 | 0 | -5.912 | 0.881 | 1.149 | 7.197 | 2.64 | -1.165 | 0 | -4.502 | 0.001 | -0.289 | 0 | 0 | 732.78 | 842.7 | 254.28 | 317.85
2 | 0_BDRM_1_3 | living - | 2 | 41.81 | 127.43 | 13.9401 | 4.1797 | 0 | 0.44 | 0.63 | 0.359 | 0.037 | 0 | -19.907 | 1.763 | 2.298 | 14.917 | 5.17 | -2.514 | 0.001 | -1.029 | 0.002 | -0.7 | 0 | 0 | 1333.77 | 1533.84 | 420.91 | 526.14
3 | 0_BDRM_1_4 | living - | 1 | 41.81 | 127.43 | 13.9401 | 4.1797 | 0 | 0.44 | 0.63 | 0.359 | 0.041 | 0 | -8.12 | 0.881 | 1.149 | 7.01 | 2.594 | -1.212 | 0 | -1.924 | 0.001 | -0.378 | 0 | 0 | 786.05 | 903.96 | 316.3 | 395.38
4 | 0_BDRM_2_2 | living - | 1 | 41.81 | 127.43 | 13.9401 | 4.1797 | 0 | 0.44 | 0.63 | 0.358 | 0.032 | 0.003 | -4.68 | 0.881 | 1.149 | 7.085 | 0.693 | -1.146 | 0 | -3.712 | 0.001 | -0.274 | 0 | 0 | 654.59 | 752.78 | 246.9 | 308.62
5 | 0_BDRM_2_3 | living - | 2 | 41.81 | 127.43 | 13.9401 | 4.1797 | 0 | 0.44 | 0.63 | 0.359 | 0.037 | 0 | -15.46 | 1.763 | 2.298 | 14.575 | 1.258 | -2.577 | 0 | -1.163 | 0.002 | -0.695 | 0 | 0 | 1242.03 | 1428.33 | 431.87 | 539.84
6 | 0_BDRM_2_4 | living - | 1 | 41.81 | 127.43 | 13.9401 | 4.1797 | 0 | 0.44 | 0.63 | 0.359 | 0.041 | 0.001 | -6.276 | 0.881 | 1.149 | 7.222 | 0.65 | -1.216 | 0 | -2.044 | 0.001 | -0.367 | 0 | 0 | 720.88 | 829.01 | 351.06 | 438.83
7 | 0_BDRM_3_2 | living - | 1 | 41.81 | 127.43 | 13.9401 | 4.1797 | 0 | 0.44 | 0.63 | 0.358 | 0.032 | 0.001 | -4.921 | 0.881 | 1.149 | 7.104 | 0.681 | -1.175 | 0 | -3.441 | 0.001 | -0.281 | 0 | 0 | 654.2 | 752.33 | 219.34 | 274.17
8 | 0_BDRM_3_3 | living - | 2 | 41.81 | 127.43 | 13.9401 | 4.1797 | 0 | 0.44 | 0.63 | 0.359 | 0.037 | 0 | -16.07 | 1.763 | 2.298 | 14.604 | 1.252 | -2.601 | 0 | -0.55 | 0.002 | -0.698 | 0 | 0 | 1166.29 | 1341.23 | 407.12 | 508.9
9 | 0_BDRM_3_4 | living - | 1 | 41.81 | 127.43 | 13.9401 | 4.1797 | 0 | 0.44 | 0.63 | 0.359 | 0.041 | 0 | -6.388 | 0.881 | 1.149 | 7.121 | 0.643 | -1.236 | 0 | -1.799 | 0.001 | -0.372 | 0 | 0 | 663.97 | 763.56 | 316.47 | 395.59
10 | 0_BDRM_4_2 | living - | 1 | 41.81 | 127.43 | 13.9401 | 4.1797 | 0 | 0.44 | 0.63 | 0.358 | 0.032 | 0.001 | -4.931 | 0.881 | 1.149 | 7.077 | 0.679 | -1.18 | 0 | -3.395 | 0.001 | -0.283 | 0 | 0 | 654.58 | 752.76 | 217.25 | 271.56
11 | 0_BDRM_4_3 | living - | 2 | 41.81 | 127.43 | 13.9401 | 4.1797 | 0 | 0.44 | 0.63 | 0.359 | 0.037 | 0 | -15.985 | 1.763 | 2.298 | 14.411 | 1.251 | -2.604 | 0 | -0.437 | 0.002 | -0.699 | 0 | 0 | 1160.27 | 1334.31 | 405.52 | 506.89
12 | 0_BDRM_4_4 | living - | 1 | 41.81 | 127.43 | 13.9401 | 4.1797 | 0 | 0.44 | 0.63 | 0.359 | 0.041 | 0 | -6.472 | 0.881 | 1.149 | 7.124 | 0.641 | -1.239 | 0 | -1.713 | 0.001 | -0.373 | 0 | 0 | 660.18 | 759.21 | 314.14 | 392.67
13 | 1_BDRM_1_2 | living - | 1 | 55.74 | 169.9 | 18.5797 | 5.5695 | 0 | 1.08 | 1.55 | 0.359 | 0.032 | 0 | -8.102 | 2.168 | 1.311 | 8.447 | 3.517 | -1.566 | 0 | -5.389 | 0.001 | -0.388 | 0 | 0 | 919.91 | 1057.89 | 325.92 | 407.39
14 | 1_BDRM_1_3 | living - | 2 | 55.74 | 169.9 | 18.5797 | 5.5695 | 0 | 1.08 | 1.55 | 0.359 | 0.037 | 0 | -26.167 | 4.337 | 2.622 | 17.326 | 6.887 | -3.358 | 0.001 | -0.716 | 0.002 | -0.934 | 0 | 0 | 1809.85 | 2081.33 | 558.18 | 697.72
15 | 1_BDRM_1_4 | living - | 1 | 55.74 | 169.9 | 18.5797 | 5.5695 | 0 | 1.08 | 1.55 | 0.359 | 0.041 | 0 | -10.477 | 2.168 | 1.311 | 8.375 | 3.46 | -1.612 | 0 | -2.723 | 0.001 | -0.503 | 0 | 0 | 1047.14 | 1204.22 | 450.16 | 562.7
16 | 1_BDRM_2_2 | living - | 1 | 55.74 | 169.9 | 18.5797 | 5.5695 | 0 | 1.08 | 1.55 | 0.359 | 0.032 | 0 | -8.391 | 2.168 | 1.311 | 8.632 | 3.512 | -1.576 | 0 | -5.266 | 0.001 | -0.39 | 0 | 0 | 938.34 | 1079.09 | 301.08 | 376.35
17 | 1_BDRM_2_3 | living - | 2 | 55.74 | 169.9 | 18.5797 | 5.5695 | 0 | 1.08 | 1.55 | 0.359 | 0.037 | 0 | -25.941 | 4.337 | 2.622 | 17.13 | 6.886 | -3.363 | 0 | -0.737 | 0.002 | -0.935 | 0 | 0 | 1717.33 | 1974.93 | 534.91 | 668.64
18 | 1_BDRM_2_4 | living - | 1 | 55.74 | 169.9 | 18.5797 | 5.5695 | 0 | 1.08 | 1.55 | 0.359 | 0.041 | 0 | -10.884 | 2.168 | 1.311 | 8.639 | 3.454 | -1.623 | 0 | -2.56 | 0.001 | -0.506 | 0 | 0 | 983.08 | 1130.54 | 416.11 | 520.14
19 | 1_BDRM_3_2 | living - | 1 | 55.74 | 169.9 | 18.5797 | 5.5695 | 0 | 1.08 | 1.55 | 0.359 | 0.032 | 0 | -8.036 | 2.168 | 1.311 | 8.394 | 3.515 | -1.571 | 0 | -5.393 | 0.001 | -0.389 | 0 | 0 | 954.64 | 1097.84 | 303.69 | 379.62
20 | 1_BDRM_3_3 | living - | 2 | 55.74 | 169.9 | 18.5797 | 5.5695 | 0 | 1.08 | 1.55 | 0.359 | 0.037 | 0 | -25.815 | 4.337 | 2.622 | 17.13 | 6.887 | -3.362 | 0 | -0.865 | 0.002 | -0.935 | 0 | 0 | 1706.19 | 1962.11 | 533.5 | 666.87
21 | 1_BDRM_3_4 | living - | 1 | 55.74 | 169.9 | 18.5797 | 5.5695 | 0 | 1.08 | 1.55 | 0.359 | 0.041 | 0 | -10.595 | 2.168 | 1.311 | 8.402 | 3.454 | -1.623 | 0 | -2.613 | 0.001 | -0.506 | 0 | 0 | 977.47 | 1124.09 | 414.03 | 517.54
22 | 1_BDRM_4_2 | living - | 1 | 69.68 | 169.9 | 23.2304 | 6.9696 | 0 | 1.08 | 1.55 | 0.358 | 0.032 | 0.01 | -6.711 | 2.168 | 1.473 | 8.658 | 1.173 | -1.871 | 0 | -4.46 | 0.001 | -0.44 | 0 | 0 | 921.36 | 1059.57 | 420.34 | 525.42
23 | 1_BDRM_4_3 | living - | 2 | 69.68 | 169.9 | 23.2304 | 6.9696 | 0 | 1.08 | 1.55 | 0.359 | 0.037 | 0 | -20.693 | 4.337 | 2.945 | 17.114 | 2.101 | -4.269 | 0 | -0.392 | 0.003 | -1.145 | 0 | 0 | 1655.02 | 1903.27 | 686.91 | 858.63
24 | 1_BDRM_4_4 | living - | 1 | 69.68 | 169.9 | 23.2304 | 6.9696 | 0 | 1.08 | 1.55 | 0.359 | 0.041 | 0.001 | -8.729 | 2.168 | 1.473 | 8.518 | 1.087 | -2.008 | 0 | -1.911 | 0.002 | -0.601 | 0 | 0 | 983.54 | 1131.07 | 520.05 | 650.06
25 | 1_BDRM_5_2 | living - | 1 | 69.68 | 169.9 | 23.2304 | 6.9696 | 0 | 1.08 | 1.55 | 0.358 | 0.032 | 0.008 | -7.194 | 2.168 | 1.473 | 9.024 | 1.162 | -1.902 | 0 | -4.291 | 0.001 | -0.449 | 0 | 0 | 934.22 | 1074.35 | 401.48 | 501.85
26 | 1_BDRM_5_3 | living - | 2 | 69.68 | 169.9 | 23.2304 | 6.9696 | 0 | 1.08 | 1.55 | 0.359 | 0.037 | 0 | -20.847 | 4.337 | 2.945 | 16.909 | 2.092 | -4.301 | 0.015 | 0 | 0.003 | -1.153 | 0 | 0 | 1642.62 | 1889.01 | 670.07 | 837.59
27 | 1_BDRM_5_4 | living - | 1 | 69.68 | 169.9 | 23.2304 | 6.9696 | 0 | 1.08 | 1.55 | 0.359 | 0.041 | 0 | -8.901 | 2.168 | 1.473 | 8.742 | 1.084 | -2.02 | 0 | -1.943 | 0.002 | -0.605 | 0 | 0 | 953.71 | 1096.76 | 517.8 | 647.25
28 | 1_BDRM_6_2 | living - | 1 | 55.74 | 169.9 | 18.5797 | 5.5695 | 0 | 1.08 | 1.55 | 0.359 | 0.032 | 0.002 | -6.534 | 2.168 | 1.311 | 8.584 | 0.91 | -1.564 | 0 | -4.504 | 0.001 | -0.374 | 0 | 0 | 843.76 | 970.32 | 288.88 | 361.1
29 | 1_BDRM_6_3 | living - | 2 | 55.74 | 169.9 | 18.5797 | 5.5695 | 0 | 1.08 | 1.55 | 0.359 | 0.037 | 0 | -20.857 | 4.337 | 2.622 | 17.388 | 1.668 | -3.466 | 0 | -0.764 | 0.002 | -0.931 | 0 | 0 | 1491.24 | 1714.93 | 536.53 | 670.67
30 | 1_BDRM_6_4 | living - | 1 | 55.74 | 169.9 | 18.5797 | 5.5695 | 0 | 1.08 | 1.55 | 0.359 | 0.041 | 0 | -8.381 | 2.168 | 1.311 | 8.565 | 0.857 | -1.645 | 0 | -2.38 | 0.001 | -0.496 | 0 | 0 | 851.35 | 979.05 | 415.31 | 519.14
31 | 1_BDRM_7_2 | living - | 1 | 69.68 | 169.9 | 23.2304 | 6.9696 | 0 | 1.08 | 1.55 | 0.359 | 0.032 | 0 | -8.501 | 2.168 | 1.473 | 8.657 | 4.401 | -1.935 | 0 | -5.788 | 0.001 | -0.476 | 0 | 0 | 1066.73 | 1226.74 | 400.26 | 500.32
32 | 1_BDRM_7_3 | living - | 2 | 69.68 | 169.9 | 23.2304 | 6.9696 | 0 | 1.08 | 1.55 | 0.359 | 0.037 | 0 | -26.929 | 4.337 | 2.945 | 16.728 | 8.609 | -4.195 | 0.001 | -0.332 | 0.003 | -1.165 | 0 | 0 | 1911.11 | 2197.77 | 664.37 | 830.46
33 | 1_BDRM_7_4 | living - | 1 | 69.68 | 169.9 | 23.2304 | 6.9696 | 0 | 1.08 | 1.55 | 0.359 | 0.041 | 0 | -11.464 | 2.168 | 1.473 | 8.705 | 4.322 | -2.015 | 0 | -2.563 | 0.002 | -0.627 | 0 | 0 | 1111.49 | 1278.21 | 513.98 | 642.47
34 | 2_BDRM_1_2 | living - | 1 | 102.19 | 212.38 | 65.0303 | 19.5096 | 0 | 1.72 | 2.47 | 0.358 | 0.062 | 0.012 | -11.45 | 3.455 | 1.85 | 10.222 | 10.829 | -5.129 | 0.001 | -8.513 | 0.004 | -1.279 | 0 | 0 | 1870.31 | 2150.85 | 912.23 | 1140.28
35 | 2_BDRM_1_3 | living - | 2 | 102.19 | 212.38 | 65.0303 | 19.5096 | 0 | 1.72 | 2.47 | 0.359 | 0.071 | 0 | -35.268 | 6.911 | 3.7 | 20.441 | 20.999 | -11.212 | 0 | -2.385 | 0.008 | -3.193 | 0 | 0 | 3453.71 | 3971.77 | 1583.87 | 1979.84
36 | 2_BDRM_1_4 | living - | 1 | 102.19 | 212.38 | 65.0303 | 19.5096 | 0 | 1.72 | 2.47 | 0.358 | 0.078 | 0.031 | -17.131 | 3.455 | 1.85 | 10.311 | 10.531 | -5.318 | 0.001 | -2.034 | 0.004 | -1.7 | 0 | 0 | 2208.64 | 2539.94 | 1090.79 | 1363.49
37 | 2_BDRM_2_2 | living - | 1 | 111.48 | 212.38 | 69.6801 | 20.9004 | 0 | 1.72 | 2.47 | 0.358 | 0.06 | 0.076 | -9.842 | 3.455 | 1.958 | 10.164 | 7.401 | -5.403 | 0 | -6.526 | 0.004 | -1.287 | 0 | 0 | 2170.82 | 2496.44 | 984.61 | 1230.76
38 | 2_BDRM_2_3 | living - | 2 | 111.48 | 212.38 | 69.6801 | 20.9004 | 0 | 1.72 | 2.47 | 0.359 | 0.07 | 0.001 | -29.525 | 6.911 | 3.915 | 19.581 | 14.048 | -12.015 | 0.37 | -0.001 | 0.009 | -3.295 | 0 | 0 | 4124.2 | 4742.83 | 1707.53 | 2134.41
39 | 2_BDRM_2_4 | living - | 1 | 111.48 | 212.38 | 69.6801 | 20.9004 | 0 | 1.72 | 2.47 | 0.358 | 0.077 | 0.103 | -14.155 | 3.455 | 1.958 | 10.363 | 7.08 | -5.671 | 0 | -1.395 | 0.005 | -1.743 | 0 | 0 | 2585.97 | 2973.87 | 1161.42 | 1451.78
40 | 2_BDRM_3_2 | living - | 1 | 106.84 | 212.38 | 65.0303 | 19.5096 | 0 | 1.72 | 2.47 | 0.358 | 0.059 | 0.008 | -11.433 | 3.455 | 1.904 | 10.592 | 5.955 | -5.107 | 0 | -4.126 | 0.004 | -1.252 | 0 | 0 | 1823.38 | 2096.89 | 724.57 | 905.71
41 | 2_BDRM_3_3 | living - | 2 | 106.84 | 212.38 | 65.0303 | 19.5096 | 0 | 1.72 | 2.47 | 0.359 | 0.068 | 0 | -28.455 | 6.911 | 3.807 | 20.431 | 11.464 | -10.94 | 0.001 | -0.139 | 0.008 | -3.086 | 0 | 0 | 3630.23 | 4174.76 | 1628.73 | 2035.91
42 | 2_BDRM_3_4 | living - | 1 | 106.84 | 212.38 | 65.0303 | 19.5096 | 0 | 1.72 | 2.47 | 0.358 | 0.075 | 0.104 | -12.804 | 3.455 | 1.904 | 10.472 | 5.838 | -5.133 | 0 | -2.22 | 0.004 | -1.619 | 0 | 0 | 2079 | 2390.85 | 1142.9 | 1428.63
43 | 3_BDRM_1_3 | living - | 2 | 139.35 | 424.75 | 74.3196 | 22.3004 | 0 | 2.36 | 3.39 | 0.359 | 0.059 | 0 | -45.488 | 9.485 | 4.562 | 23.646 | 26.178 | -12.94 | 0 | -1.815 | 0.009 | -3.637 | 0 | 0 | 4650.55 | 5348.13 | 1902.17 | 2377.71
44 | 3_BDRM_1_4 | living - | 1 | 139.35 | 424.75 | 74.3196 | 22.3004 | 0 | 2.36 | 3.39 | 0.358 | 0.066 | 0.052 | -19.06 | 4.742 | 2.281 | 11.764 | 13.213 | -6.076 | 0 | -5.011 | 0.005 | -1.911 | 0 | 0 | 2745.74 | 3157.61 | 1334.38 | 1667.97
45 | 3_BDRM_2_2 | living - | 1 | 139.35 | 424.75 | 74.3196 | 22.3004 | 0 | 2.36 | 3.39 | 0.358 | 0.052 | 0.004 | -15.597 | 4.742 | 2.281 | 11.177 | 13.432 | -6 | 0 | -8.572 | 0.004 | -1.47 | 0 | 0 | 2695.69 | 3100.04 | 1092.23 | 1365.29
46 | BATHRM_1 | bathroom - | 1 | 13.94 | 59.47 | 0 | 0 | 0 | 0.12 | 0.43 | 0.262 | 0 | 0.004 | -1.24 | 0.274 | 1.249 | 0 | 0 | 0 | 0 | -0.286 | 0 | 0 | 0 | 0 | 226.68 | 260.69 | 79.82 | 99.77
47 | BATHRM_2 | bathroom - | 1 | 13.94 | 59.47 | 0 | 0 | 0 | 0.12 | 0.43 | 0.262 | 0 | 0.007 | -1.219 | 0.274 | 1.249 | 0 | 0 | 0 | 0 | -0.312 | 0 | 0 | 0 | 0 | 243.87 | 280.45 | 87.58 | 109.47
48 | COFFEE_SHOP | coffee - | 1 | 139.35 | 594.65 | 104.0495 | 31.2201 | 0 | 45.4 | 105 | 3.083 | 0.04 | 1.461 | -93.122 | 83.406 | 10.279 | 3.893 | 22.31 | -6.705 | 0.001 | -20.356 | 0.006 | -1.172 | 0 | 0 | 9673.94 | 11125.04 | 4259.05 | 5323.81
49 | COMMUNITY_RM | community - | 1 | 139.35 | 594.65 | 65.0303 | 19.5096 | 0 | 21.4 | 75 | 1.357 | 0.029 | 0.19 | -29.741 | 23.9 | 7.125 | 4.141 | 4.274 | -4.508 | 0 | -4.668 | 0.004 | -0.718 | 0 | 0 | 6031.46 | 6936.18 | 1641.26 | 2051.58
50 | GYM 1 | gym 2 - | 1 | 97.55 | 416.26 | 13.0101 | 3.9001 | 0 | 18.97 | 20.94 | 2.01 | 0.049 | 0.188 | -45.191 | 30.17 | 6.623 | 25.062 | 9.398 | -5.528 | 0.001 | -19.721 | 0.005 | -1.007 | 0 | 0 | 3829.18 | 4403.55 | 1579.85 | 1974.81
51 | LOBBY_ENTRY | lobby - | 1 | 55.74 | 237.86 | 0 | 0 | 0 | 4.62 | 9 | 1.02 | 0.044 | 0.275 | -12.787 | 5.493 | 2.596 | 2.966 | 8.57 | -2.672 | 0 | -3.968 | 0.001 | -0.474 | 0 | 0 | 0 | 0 | 653.7 | 817.12
52 | LT_RETAIL_1 | retail - | 2 | 125.42 | 535.19 | 0 | 0 | 0 | 10.4 | 20.25 | 1.018 | 0.029 | 0.507 | -31.764 | 12.923 | 7.056 | 6.672 | 13.066 | -3.903 | 0 | -3.921 | 0.004 | -0.642 | 0 | 0 | 3025.26 | 3479.04 | 2289.25 | 2861.57
53 | LT_RETAIL_2 | retail - | 1 | 102.19 | 436.08 | 0 | 0 | 0 | 8.48 | 16.5 | 1.018 | 0.056 | 0.473 | -26.388 | 10.52 | 4.649 | 5.437 | 17.806 | -5.866 | 0 | -5.644 | 0.006 | -0.993 | 0 | 0 | 3120.65 | 3588.75 | 2413.1 | 3016.38
54 | LT_RETAIL_3 | retail - | 1 | 97.55 | 416.26 | 0 | 0 | 0 | 8.09 | 15.75 | 1.017 | 0.029 | 0.483 | -21.913 | 10.227 | 6.831 | 5.19 | 3.004 | -3.023 | 0.001 | -0.325 | 0.003 | -0.478 | 0 | 0 | 2371.28 | 2726.97 | 1780.6 | 2225.75
55 | LT_RETAIL_4 | retail - | 1 | 102.19 | 436.08 | 0 | 0 | 0 | 8.48 | 16.5 | 1.017 | 0.055 | 0.689 | -23.255 | 10.717 | 4.405 | 5.437 | 11.129 | -5.855 | 0.001 | -2.324 | 0.006 | -0.95 | 0 | 0 | 3016.65 | 3469.14 | 2427.83 | 3034.79
56 | OFFICE 1 | office 2 - | 2 | 69.68 | 297.33 | 0 | 0 | 0 | 1.49 | 1.58 | 0.372 | 0.031 | 0.046 | -9.513 | 0.866 | 2.38 | 6.057 | 7.141 | -2.327 | 0.001 | -4.251 | 0.002 | -0.402 | 0 | 0 | 954.9 | 1098.13 | 559.31 | 699.13
57 | GARBAGE 1 | garbage 2 - | 1 | 41.81 |  | 0 | 0 | 0 |  |  |  |  | 0.031 | -4.809 | 0 | 0.567 | 0 | 1.24 | -1.339 | 4.504 | 0 | 0.001 | -0.196 | 0 | 0 | 0 | 0 | 0 | 0
58 | MAIL_SHIPPING | mail - | 1 | 41.81 |  | 0 | 0 | 0 |  |  |  |  | 0.035 | -4.695 | 0 | 0.567 | 0 | 1.254 | -1.316 | 4.345 | 0 | 0.001 | -0.192 | 0 | 0 | 0 | 0 | 0 | 0
59 | STAIRWELL_1_2 | stair - | 1 | 27.87 |  | 0 | 0 | 0 |  |  |  |  | 0.007 | -2.021 | 0 | 2.081 | 0 | 0.543 | -0.729 | 0.283 | 0 | 0.001 | -0.164 | 0 | 0 | 0 | 0 | 0 | 0
60 | STAIRWELL_1_3 | stair - | 2 | 27.87 |  | 0 | 0 | 0 |  |  |  |  | 0.007 | -4.635 | 0 | 4.163 | 0 | 0.988 | -1.634 | 1.551 | 0 | 0.001 | -0.439 | 0 | 0 | 0 | 0 | 0 | 0
61 | STAIRWELL_1_4 | stair - | 1 | 27.87 |  | 0 | 0 | 0 |  |  |  |  | 0.003 | -2.129 | 0 | 2.081 | 0 | 0.512 | -0.754 | 0.513 | 0 | 0 | -0.226 | 0 | 0 | 0 | 0 | 0 | 0
62 | STAIRWELL_2_2 | stair - | 1 | 27.87 |  | 19.5096 | 5.8501 | 0 |  |  |  |  | 0.003 | -2.192 | 0 | 2.081 | 0 | 1.982 | -0.747 | 0 | -0.948 | 0 | -0.179 | 0 | 0 | 0 | 0 | 0 | 0
63 | STAIRWELL_2_3 | stair - | 1 | 27.87 |  | 84.5399 | 25.3597 | 0 |  |  |  |  | 0.003 | -4.96 | 0 | 4.163 | 0 | 3.849 | -1.649 | 0 | -0.934 | 0 | -0.473 | 0 | 0 | 0 | 0 | 0 | 0
64 | STAIRWELL_2_4 | stair - | 1 | 27.87 |  | 39.0202 | 11.7104 | 0 |  |  |  |  | 0.001 | -2.297 | 0 | 2.081 | 0 | 1.939 | -0.765 | 0 | -0.714 | 0 | -0.246 | 0 | 0 | 0 | 0 | 0 | 0
65 | STAIR_1 | stair - | 1 | 27.87 |  | 58.5298 | 17.5596 | 0 |  |  |  |  | 0.004 | -1.968 | 0 | 2.081 | 0 | 2.838 | -0.94 | 0 | -1.852 | 0 | -0.164 | 0 | 0 | 0 | 0 | 0 | 0
66 | STAIR_2 | stair - | 1 | 27.87 |  | 91.0403 | 27.3098 | 0 |  |  |  |  | 0.009 | -1.824 | 0 | 2.081 | 0 | 0.804 | -0.928 | 0.008 | 0 | 0.001 | -0.15 | 0 | 0 | 0 | 0 | 0 | 0
67 | CORRIDOR | corridor 5 - | 1 | 92.9 |  | 45.5197 | 13.6605 | 0 |  |  |  |  | 0 | 0 | 0 | 6.704 | 0 | 2.268 | -0.928 | 0 | -7.868 | 0.001 | -0.176 | 0 | 0 | 0 | 0 | 0 | 0
68 | CORRIDOR_2 | corridor 5 - | 1 | 74.32 |  | 91.0403 | 27.3098 | 0 |  |  |  |  | 0 | 0 | 0 | 5.363 | 0 | 0 | 0 | 0 | -5.363 | 0 | 0 | 0 | 0 | 0 | 0 | 0 | 0
69 | CORRIDOR_3 | corridor 5 - | 1 | 74.32 |  | 19.5096 | 5.8501 | 0 |  |  |  |  | 0 | 0 | 0 | 10.726 | 0 | 0 | 0 | 0 | -10.726 | 0 | 0 | 0 | 0 | 0 | 0 | 0 | 0
70 | CORRIDOR_4 | corridor 5 - | 1 | 74.32 |  | 32.5198 | 9.7502 | 0 |  |  |  |  | 0 | 0 | 0 | 5.363 | 0 | 0 | 0 | 0 | -5.363 | 0 | 0 | 0 | 0 | 0 | 0 | 0 | 0
71 | ELEVATOR_1 | elevator - | 1 | 9.29 |  | 9.2903 | 2.7899 | 9.29 |  |  |  |  | 0 | 0 | 0 | 0 | 0 | 0 | 0 | 0 | 0 | 0 | 0 | 0 | 0 | 0 | 0 | 0 | 0
72 | ELEVATOR_1_2 | elevator - | 2 | 9.29 |  | 9.2903 | 2.7899 | 9.29 |  |  |  |  | 0 | 0 | 0 | 0 | 0 | 0 | 0 | 0 | 0 | 0 | 0 | 0 | 0 | 0 | 0 | 0 | 0
73 | ELEVATOR_1_3 | elevator - | 1 | 9.29 |  | 9.2903 | 2.7899 | 9.29 |  |  |  |  | 0 | 0 | 0 | 0 | 0 | 0 | 0 | 0 | 0 | 0 | 0 | 0 | 0 | 0 | 0 | 0 | 0
74 | ELEVATOR_1_4 | elevator - | 1 | 9.29 |  | 9.2903 | 2.7899 | 9.29 |  |  |  |  | 0 | 0 | 0 | 0 | 1.64 | 0 | 0 | 0 | -1.64 | 0 | 0 | 0 | 0 | 0 | 0 | 0 | 0
75 | ELEVATOR_2 | elevator - | 2 | 9.29 |  | 9.2903 | 2.7899 | 9.29 |  |  |  |  | 0 | 0 | 0 | 0 | 0 | 0 | 0 | 0 | 0 | 0 | 0 | 0 | 0 | 0 | 0 | 0 | 0
76 | ELEVATOR_2_2 | elevator - | 1 | 9.29 |  | 9.2903 | 2.7899 | 9.29 |  |  |  |  | 0 | 0 | 0 | 0 | 0 | 0 | 0 | 0 | 0 | 0 | 0 | 0 | 0 | 0 | 0 | 0 | 0
77 | ELEVATOR_2_3 | elevator - | 1 | 9.29 |  | 13.0101 | 3.9001 | 9.29 |  |  |  |  | 0 | 0 | 0 | 0 | 0 | 0 | 0 | 0 | 0 | 0 | 0 | 0 | 0 | 0 | 0 | 0 | 0
78 | ELEVATOR_2_4 | elevator - | 1 | 9.29 |  | 13.0101 | 3.9001 | 9.29 |  |  |  |  | 0 | 0 | 0 | 0 | 1.64 | 0 | 0 | 0 | -1.64 | 0 | 0 | 0 | 0 | 0 | 0 | 0 | 0

## Inf GainLoss
Zone infiltration Sensible Heat Gain Energy (kBtu) | [12 empty] | Zone infiltration Sensible Heat Loss (kBtu)
| Jan | Feb | Mar | Apr | May | Jun | Jul | Aug | Sep | Oct | Nov | Dec |  | Jan | Feb | Mar | Apr | May | Jun | Jul | Aug | Sep | Oct | Nov | Dec
0_BDRM_1_2 | 0 | 0 | 0 | 0.2 | 0 | 0 | 0.1 | 0 | 0.1 | 0.1 | 0.1 | 0 | 0_BDRM_1_2 | 26.4 | 28.3 | 36.3 | 26.8 | 24.7 | 20.2 | 14.9 | 13.2 | 12.5 | 21.2 | 23.1 | 26.2
0_BDRM_1_3 | 0 | 0 | 0 | 0.3 | 0 | 0 | 0.1 | 0 | 0.1 | 0.1 | 0.1 | 0 | 0_BDRM_1_3 | 32.8 | 35.4 | 46.4 | 33.6 | 29.5 | 23.5 | 17.2 | 15.3 | 14.5 | 24.7 | 27.4 | 31.5
0_BDRM_1_4 | 0 | 0 | 0 | 0.3 | 0 | 0 | 0.1 | 0 | 0.1 | 0.1 | 0.2 | 0 | 0_BDRM_1_4 | 34.4 | 37.7 | 49.1 | 36.3 | 32.4 | 25.9 | 19.1 | 16.9 | 16 | 27.2 | 29.7 | 33.8
0_BDRM_2_2 | 0 | 0 | 0 | 0.3 | 0 | 0 | 0.1 | 0 | 0.1 | 0.1 | 0.1 | 0 | 0_BDRM_2_2 | 24.1 | 26.1 | 33.6 | 25.7 | 24.5 | 20.2 | 14.9 | 13.2 | 12.5 | 20.8 | 21.2 | 23
0_BDRM_2_3 | 0 | 0 | 0 | 0.3 | 0 | 0 | 0.1 | 0 | 0.1 | 0.1 | 0.1 | 0 | 0_BDRM_2_3 | 31.9 | 35 | 45.8 | 33.5 | 29.5 | 23.5 | 17.2 | 15.3 | 14.5 | 24.7 | 27.2 | 31.1
0_BDRM_2_4 | 0 | 0 | 0 | 0.3 | 0 | 0 | 0.1 | 0 | 0.1 | 0.1 | 0.2 | 0 | 0_BDRM_2_4 | 32.5 | 35.9 | 46.5 | 35.6 | 32.3 | 25.9 | 19.1 | 16.9 | 16 | 27 | 28.7 | 31.9
0_BDRM_3_2 | 0 | 0 | 0 | 0.2 | 0 | 0 | 0.1 | 0 | 0.1 | 0.1 | 0.1 | 0 | 0_BDRM_3_2 | 25 | 27.2 | 35 | 26.6 | 24.9 | 20.2 | 14.9 | 13.2 | 12.5 | 21 | 21.9 | 24.1
0_BDRM_3_3 | 0 | 0 | 0 | 0.3 | 0 | 0 | 0.1 | 0 | 0.1 | 0.1 | 0.1 | 0 | 0_BDRM_3_3 | 32.5 | 35.3 | 46.2 | 33.6 | 29.5 | 23.5 | 17.2 | 15.3 | 14.5 | 24.7 | 27.3 | 31.4
0_BDRM_3_4 | 0 | 0 | 0 | 0.3 | 0 | 0 | 0.1 | 0 | 0.1 | 0.1 | 0.2 | 0 | 0_BDRM_3_4 | 33.1 | 36.8 | 47.5 | 36.1 | 32.4 | 25.9 | 19.1 | 16.9 | 16 | 27.1 | 29.1 | 32.9
0_BDRM_4_2 | 0 | 0 | 0 | 0.2 | 0 | 0 | 0.1 | 0 | 0.1 | 0.1 | 0.1 | 0 | 0_BDRM_4_2 | 25.2 | 27.4 | 35.2 | 26.8 | 25 | 20.2 | 14.9 | 13.2 | 12.5 | 21 | 22.1 | 24.3
0_BDRM_4_3 | 0 | 0 | 0 | 0.3 | 0 | 0 | 0.1 | 0 | 0.1 | 0.1 | 0.1 | 0 | 0_BDRM_4_3 | 32.6 | 35.3 | 46.3 | 33.6 | 29.5 | 23.5 | 17.2 | 15.3 | 14.5 | 24.7 | 27.3 | 31.4
0_BDRM_4_4 | 0 | 0 | 0 | 0.3 | 0 | 0 | 0.1 | 0 | 0.1 | 0.1 | 0.2 | 0 | 0_BDRM_4_4 | 33.2 | 37 | 47.7 | 36.2 | 32.5 | 25.9 | 19.1 | 16.9 | 16 | 27.1 | 29.2 | 33
1_BDRM_1_2 | 0 | 0 | 0.1 | 0.3 | 0 | 0 | 0.1 | 0 | 0.1 | 0.1 | 0.2 | 0 | 1_BDRM_1_2 | 35.5 | 38.1 | 48.9 | 36 | 33.1 | 27 | 19.9 | 17.6 | 16.7 | 28.4 | 31 | 35.2
1_BDRM_1_3 | 0 | 0 | 0.1 | 0.4 | 0 | 0 | 0.1 | 0 | 0.1 | 0.1 | 0.2 | 0 | 1_BDRM_1_3 | 43.8 | 47.2 | 61.9 | 44.8 | 39.4 | 31.3 | 23 | 20.3 | 19.3 | 32.9 | 36.6 | 42.1
1_BDRM_1_4 | 0 | 0 | 0.1 | 0.4 | 0 | 0 | 0.1 | 0 | 0.1 | 0.2 | 0.2 | 0 | 1_BDRM_1_4 | 45.8 | 50.1 | 65.1 | 48.3 | 43.2 | 34.5 | 25.5 | 22.5 | 21.4 | 36.2 | 39.6 | 45
1_BDRM_2_2 | 0 | 0 | 0.1 | 0.3 | 0 | 0 | 0.1 | 0 | 0.1 | 0.1 | 0.2 | 0 | 1_BDRM_2_2 | 35.9 | 38.6 | 49.6 | 36.4 | 33.3 | 27 | 19.9 | 17.6 | 16.7 | 28.4 | 31.1 | 35.4
1_BDRM_2_3 | 0 | 0 | 0.1 | 0.4 | 0 | 0 | 0.1 | 0 | 0.1 | 0.1 | 0.2 | 0 | 1_BDRM_2_3 | 44.1 | 47.3 | 62.1 | 44.8 | 39.4 | 31.3 | 23 | 20.3 | 19.3 | 32.9 | 36.6 | 42.1
1_BDRM_2_4 | 0 | 0 | 0.1 | 0.4 | 0 | 0 | 0.1 | 0 | 0.1 | 0.2 | 0.2 | 0 | 1_BDRM_2_4 | 46.1 | 50.7 | 65.9 | 48.6 | 43.3 | 34.6 | 25.5 | 22.5 | 21.4 | 36.3 | 39.7 | 45.3
1_BDRM_3_2 | 0 | 0 | 0.1 | 0.3 | 0 | 0 | 0.1 | 0 | 0.1 | 0.1 | 0.2 | 0 | 1_BDRM_3_2 | 35.7 | 38.4 | 49.2 | 36.2 | 33.2 | 27 | 19.9 | 17.6 | 16.7 | 28.4 | 31.1 | 35.3
1_BDRM_3_3 | 0 | 0 | 0.1 | 0.4 | 0 | 0 | 0.1 | 0 | 0.1 | 0.1 | 0.2 | 0 | 1_BDRM_3_3 | 44.1 | 47.3 | 62.1 | 44.8 | 39.4 | 31.3 | 23 | 20.3 | 19.3 | 32.9 | 36.6 | 42.1
1_BDRM_3_4 | 0 | 0 | 0.1 | 0.4 | 0 | 0 | 0.1 | 0 | 0.1 | 0.2 | 0.2 | 0 | 1_BDRM_3_4 | 46.1 | 50.7 | 65.9 | 48.6 | 43.3 | 34.6 | 25.5 | 22.5 | 21.4 | 36.3 | 39.8 | 45.4
1_BDRM_4_2 | 0.1 | 0 | 0.1 | 0.5 | 0 | 0 | 0.1 | 0 | 0.1 | 0.2 | 0.3 | 0 | 1_BDRM_4_2 | 38.8 | 41.3 | 53.3 | 40.6 | 39 | 33.3 | 24.8 | 22 | 20.8 | 33.5 | 33.6 | 36.3
1_BDRM_4_3 | 0 | 0 | 0.1 | 0.5 | 0 | 0 | 0.1 | 0 | 0.2 | 0.2 | 0.2 | 0 | 1_BDRM_4_3 | 51.6 | 57.2 | 74.6 | 55.6 | 49.2 | 39.1 | 28.7 | 25.4 | 24.1 | 41 | 45 | 51.2
1_BDRM_4_4 | 0 | 0 | 0.1 | 0.5 | 0 | 0 | 0.1 | 0 | 0.2 | 0.2 | 0.3 | 0 | 1_BDRM_4_4 | 52.8 | 57.8 | 74.9 | 58.1 | 53.5 | 43 | 31.8 | 28.2 | 26.7 | 44.9 | 46.8 | 51.1
1_BDRM_5_2 | 0.1 | 0 | 0.1 | 0.4 | 0 | 0 | 0.1 | 0 | 0.1 | 0.2 | 0.2 | 0 | 1_BDRM_5_2 | 39.6 | 42.4 | 54.8 | 41.5 | 39.6 | 33.4 | 24.8 | 22 | 20.8 | 34 | 34.5 | 37.5
1_BDRM_5_3 | 0 | 0 | 0.1 | 0.5 | 0 | 0 | 0.1 | 0 | 0.2 | 0.2 | 0.2 | 0 | 1_BDRM_5_3 | 52.6 | 57.9 | 75.5 | 55.7 | 49.2 | 39.1 | 28.7 | 25.4 | 24.1 | 41.1 | 45.2 | 51.7
1_BDRM_5_4 | 0 | 0 | 0.1 | 0.5 | 0 | 0 | 0.1 | 0 | 0.2 | 0.2 | 0.3 | 0 | 1_BDRM_5_4 | 53.3 | 58.7 | 75.6 | 58.4 | 53.6 | 43 | 31.8 | 28.2 | 26.7 | 44.9 | 47.1 | 51.9
1_BDRM_6_2 | 0 | 0 | 0.1 | 0.3 | 0 | 0 | 0.1 | 0 | 0.1 | 0.1 | 0.2 | 0 | 1_BDRM_6_2 | 33.2 | 36 | 46.4 | 35.3 | 33.1 | 27 | 19.9 | 17.6 | 16.7 | 28 | 29.2 | 32.1
1_BDRM_6_3 | 0 | 0 | 0.1 | 0.4 | 0 | 0 | 0.1 | 0 | 0.1 | 0.1 | 0.2 | 0 | 1_BDRM_6_3 | 43.3 | 47 | 61.5 | 44.8 | 39.4 | 31.3 | 23 | 20.3 | 19.3 | 32.9 | 36.4 | 41.8
1_BDRM_6_4 | 0 | 0 | 0.1 | 0.4 | 0 | 0 | 0.1 | 0 | 0.1 | 0.2 | 0.2 | 0 | 1_BDRM_6_4 | 44 | 48.9 | 62.9 | 48.1 | 43.3 | 34.6 | 25.5 | 22.5 | 21.4 | 36.2 | 38.8 | 43.6
1_BDRM_7_2 | 0 | 0 | 0.1 | 0.4 | 0 | 0 | 0.1 | 0 | 0.1 | 0.2 | 0.2 | 0 | 1_BDRM_7_2 | 43.5 | 46.5 | 59.3 | 43.6 | 40.3 | 33.5 | 24.8 | 22 | 20.9 | 35.3 | 38.3 | 43.1
1_BDRM_7_3 | 0 | 0 | 0.1 | 0.5 | 0 | 0 | 0.1 | 0 | 0.2 | 0.2 | 0.2 | 0 | 1_BDRM_7_3 | 54.6 | 58.8 | 77.1 | 55.9 | 49.2 | 39.1 | 28.7 | 25.4 | 24.1 | 41.1 | 45.6 | 52.4
1_BDRM_7_4 | 0 | 0 | 0.1 | 0.5 | 0 | 0 | 0.1 | 0 | 0.2 | 0.2 | 0.3 | 0 | 1_BDRM_7_4 | 57 | 62.3 | 81 | 60.1 | 53.8 | 43 | 31.8 | 28.2 | 26.7 | 45.2 | 49.3 | 56.1
2_BDRM_1_2 | 0.1 | 0 | 0.2 | 1.2 | 0 | 0 | 0.3 | 0.1 | 0.4 | 0.5 | 0.6 | 0 | 2_BDRM_1_2 | 115.3 | 121.9 | 156.9 | 115.9 | 109.3 | 92.2 | 69.1 | 61.5 | 58.2 | 96.8 | 102.8 | 112.6
2_BDRM_1_3 | 0.1 | 0 | 0.2 | 1.3 | 0 | 0 | 0.3 | 0.1 | 0.4 | 0.5 | 0.7 | 0 | 2_BDRM_1_3 | 145.2 | 158.5 | 208 | 153.2 | 136.7 | 109 | 80.4 | 71.2 | 67.5 | 114.6 | 125.8 | 143.2
2_BDRM_1_4 | 0.1 | 0 | 0.2 | 1.4 | 0 | 0 | 0.4 | 0.1 | 0.5 | 0.6 | 0.8 | 0 | 2_BDRM_1_4 | 153.6 | 164.1 | 217.8 | 162.6 | 147.7 | 118.9 | 88.2 | 78.5 | 74.1 | 124.3 | 132.4 | 148.8
2_BDRM_2_2 | 0.2 | 0.1 | 0.3 | 1.3 | 0 | 0 | 0.3 | 0.1 | 0.4 | 0.5 | 0.8 | 0.1 | 2_BDRM_2_2 | 112.9 | 118.3 | 155.8 | 119 | 115.1 | 99.5 | 74.2 | 65.8 | 62.2 | 97.2 | 95.8 | 104.4
2_BDRM_2_3 | 0.1 | 0 | 0.2 | 1.4 | 0 | 0 | 0.4 | 0.1 | 0.5 | 0.6 | 0.7 | 0 | 2_BDRM_2_3 | 143.4 | 158.1 | 208.8 | 162 | 146.1 | 117 | 86.2 | 76.3 | 72.3 | 121.9 | 129.1 | 140.4
2_BDRM_2_4 | 0.2 | 0 | 0.2 | 1.5 | 0 | 0 | 0.4 | 0.1 | 0.5 | 0.6 | 0.8 | 0.1 | 2_BDRM_2_4 | 153 | 163 | 217.4 | 169.2 | 156.7 | 127.5 | 94.5 | 84 | 79.2 | 130.9 | 132.9 | 143.6
2_BDRM_3_2 | 0.2 | 0 | 0.2 | 1.2 | 0 | 0 | 0.3 | 0.1 | 0.4 | 0.5 | 0.6 | 0.1 | 2_BDRM_3_2 | 109.4 | 117 | 153.6 | 117.1 | 112.7 | 93.5 | 69.4 | 61.5 | 58.2 | 95.1 | 96.1 | 103.2
2_BDRM_3_3 | 0.1 | 0 | 0.2 | 1.3 | 0 | 0 | 0.3 | 0.1 | 0.4 | 0.5 | 0.7 | 0 | 2_BDRM_3_3 | 134.9 | 149.3 | 196.3 | 150.3 | 136.4 | 109 | 80.4 | 71.2 | 67.4 | 113.9 | 121.3 | 132
2_BDRM_3_4 | 0.1 | 0 | 0.2 | 1.4 | 0 | 0 | 0.4 | 0.1 | 0.5 | 0.6 | 0.8 | 0.1 | 2_BDRM_3_4 | 142 | 152.1 | 201.8 | 155.5 | 146.1 | 118.3 | 88 | 78.3 | 73.8 | 122.2 | 123.5 | 133.1
3_BDRM_1_3 | 0.1 | 0 | 0.2 | 1.5 | 0 | 0 | 0.4 | 0.1 | 0.5 | 0.6 | 0.8 | 0 | 3_BDRM_1_3 | 164.5 | 179.2 | 235.4 | 175.1 | 156 | 124.8 | 91.9 | 81.4 | 77.2 | 131.1 | 143.7 | 163.4
3_BDRM_1_4 | 0.2 | 0 | 0.3 | 1.7 | 0 | 0 | 0.4 | 0.1 | 0.5 | 0.6 | 0.9 | 0 | 3_BDRM_1_4 | 172.7 | 181.7 | 240.2 | 180.7 | 166 | 135.6 | 100.9 | 89.7 | 84.8 | 141.7 | 150 | 167.3
3_BDRM_2_2 | 0.1 | 0 | 0.2 | 1.3 | 0 | 0 | 0.3 | 0.1 | 0.4 | 0.5 | 0.7 | 0 | 3_BDRM_2_2 | 131.9 | 139.6 | 180.1 | 134.4 | 125.8 | 106.6 | 79.4 | 70.4 | 66.7 | 111.3 | 118 | 129.3
COFFEE_SHOP | 0.2 | 0 | 0.4 | 1.6 | 0 | 0 | 0.8 | 0.3 | 1 | 0.8 | 0.9 | 0.1 | COFFEE_SHOP | 111.4 | 116.4 | 152.4 | 109.4 | 98.3 | 82.4 | 59.7 | 53.3 | 50 | 83.1 | 90.3 | 104.5
COMMUNITY_RM | 0.1 | 0 | 0.2 | 1 | 0 | 0 | 0.5 | 0.2 | 0.6 | 0.5 | 0.6 | 0 | COMMUNITY_RM | 70.8 | 73.6 | 96.8 | 68.3 | 59 | 48.9 | 34.4 | 31.4 | 28.6 | 47.3 | 55 | 66.1
CORRIDOR | 0 | 0 | 0.1 | 0.2 | 0 | 0 | 0 | 0 | 0 | 0.1 | 0.1 | 0 | CORRIDOR | 15.5 | 16.5 | 21.6 | 15.7 | 14.1 | 13.5 | 10.8 | 9.9 | 9.3 | 12.4 | 13.2 | 14.7
GARBAGE 1 | 0.1 | 0 | 0.2 | 0.4 | 0 | 0 | 0 | 0 | 0.1 | 0.2 | 0.2 | 0.1 | GARBAGE 1 | 17.7 | 18.8 | 24.6 | 17.9 | 15.7 | 15.3 | 11.8 | 10.6 | 9.7 | 13.1 | 14.4 | 16.5
GYM 1 | 0.2 | 0 | 0.3 | 1.3 | 0 | 0 | 0.6 | 0.2 | 0.8 | 0.6 | 0.8 | 0.1 | GYM 1 | 95 | 98.7 | 131.1 | 95.3 | 87.3 | 70.8 | 50.1 | 44.7 | 42.1 | 71.8 | 78 | 89.3
LOBBY_ENTRY | 0 | 0 | 0.1 | 0.3 | 0 | 0 | 0 | 0 | 0 | 0 | 0.1 | 0 | LOBBY_ENTRY | 42.9 | 44.9 | 58.1 | 41 | 35.7 | 33.5 | 27.9 | 26.3 | 25.7 | 34.7 | 36.7 | 41.5
LT_RETAIL_1 | 0.1 | 0 | 0.2 | 0.9 | 0 | 0 | 0.4 | 0.2 | 0.6 | 0.4 | 0.5 | 0 | LT_RETAIL_1 | 60.6 | 63.3 | 82.9 | 58.6 | 52 | 46 | 33.3 | 30.2 | 28.1 | 45.6 | 49.9 | 57.6
LT_RETAIL_2 | 0.2 | 0 | 0.3 | 1.4 | 0 | 0 | 0.7 | 0.3 | 0.9 | 0.7 | 0.8 | 0.1 | LT_RETAIL_2 | 92.9 | 97.2 | 128.2 | 91.1 | 81.9 | 71.8 | 51.9 | 47.4 | 43.7 | 70.6 | 76.8 | 88.1
LT_RETAIL_3 | 0.1 | 0 | 0.2 | 0.7 | 0 | 0 | 0.3 | 0.1 | 0.4 | 0.4 | 0.4 | 0 | LT_RETAIL_3 | 44.4 | 46.5 | 61.3 | 44.2 | 40.1 | 35.9 | 25.9 | 23.4 | 21.5 | 33.4 | 35.5 | 40.9
LT_RETAIL_4 | 0.2 | 0 | 0.4 | 1.5 | 0 | 0 | 0.7 | 0.3 | 0.9 | 0.7 | 0.9 | 0.1 | LT_RETAIL_4 | 87.2 | 91.3 | 121.7 | 88.8 | 81.3 | 72.6 | 52 | 47 | 43.2 | 66.4 | 69.5 | 79.9
MAIL_SHIPPING | 0.1 | 0 | 0.2 | 0.4 | 0 | 0 | 0.1 | 0 | 0.1 | 0.2 | 0.3 | 0.1 | MAIL_SHIPPING | 17.2 | 18.2 | 23.9 | 17.4 | 15.4 | 15.2 | 11.8 | 10.6 | 9.7 | 12.9 | 13.9 | 15.9
OFFICE 1 | 0.1 | 0 | 0.1 | 0.5 | 0 | 0 | 0.2 | 0 | 0.2 | 0.2 | 0.2 | 0 | OFFICE 1 | 37 | 39.2 | 51.5 | 36.8 | 32.4 | 28.4 | 21.4 | 19.6 | 18.8 | 28.6 | 31.4 | 36.1
STAIRWELL_1_2 | 0 | 0 | 0.1 | 0.2 | 0 | 0 | 0 | 0 | 0 | 0.1 | 0.1 | 0 | STAIRWELL_1_2 | 13.9 | 15.1 | 19.7 | 15 | 14.3 | 12.7 | 10.1 | 9.1 | 8.3 | 12.1 | 12.3 | 13.3
STAIRWELL_1_3 | 0 | 0 | 0 | 0.1 | 0 | 0 | 0 | 0 | 0 | 0 | 0.1 | 0 | STAIRWELL_1_3 | 18.7 | 20.7 | 27.2 | 20.8 | 19.3 | 15.9 | 12.5 | 11.2 | 10.4 | 16.1 | 16.7 | 18.3
STAIRWELL_1_4 | 0 | 0 | 0 | 0.1 | 0 | 0 | 0 | 0 | 0 | 0 | 0.1 | 0 | STAIRWELL_1_4 | 18.5 | 20.5 | 27 | 21.3 | 20.4 | 17.2 | 13.8 | 12.4 | 11.3 | 16.9 | 16.7 | 17.9
STAIRWELL_2_2 | 0 | 0 | 0 | 0.1 | 0 | 0 | 0 | 0 | 0 | 0 | 0 | 0 | STAIRWELL_2_2 | 15.8 | 16.9 | 21.5 | 15.8 | 14.3 | 12.7 | 10.1 | 9.4 | 9.3 | 13.9 | 14.6 | 15.8
STAIRWELL_2_3 | 0 | 0 | 0 | 0.1 | 0 | 0 | 0 | 0 | 0 | 0 | 0 | 0 | STAIRWELL_2_3 | 20.9 | 22.7 | 29.4 | 21.7 | 19.4 | 15.9 | 12.6 | 11.6 | 11.5 | 18.1 | 19.1 | 21
STAIRWELL_2_4 | 0 | 0 | 0 | 0.1 | 0 | 0 | 0 | 0 | 0 | 0 | 0 | 0 | STAIRWELL_2_4 | 21.1 | 22.9 | 29.6 | 22.3 | 20.5 | 17.1 | 13.9 | 12.9 | 12.7 | 19.4 | 19.7 | 21.3
STAIR_1 | 0 | 0 | 0 | 0.2 | 0 | 0 | 0 | 0 | 0 | 0 | 0.1 | 0 | STAIR_1 | 14.7 | 15.6 | 20.1 | 14.3 | 12.4 | 11.8 | 9.4 | 8.9 | 8.7 | 12.1 | 12.9 | 14.4
STAIR_2 | 0.1 | 0 | 0.1 | 0.2 | 0 | 0 | 0 | 0 | 0 | 0.1 | 0.1 | 0 | STAIR_2 | 13.1 | 14 | 18.4 | 13.6 | 12.3 | 11.8 | 9.3 | 8.5 | 7.7 | 10.2 | 10.9 | 12.3

## Srf Gains
Surface Window Heat Gain Energy (kBtu) | [12 empty] | Surface Average Face Conduction Heat Gain (kBtu)
| Jan | Feb | Mar | Apr | May | Jun | Jul | Aug | Sep | Oct | Nov | Dec |  | Surface Type | Ouside Boundary Condition | Jan | Feb | Mar | Apr | May | Jun | Jul | Aug | Sep | Oct | Nov | Dec
SUB SURFACE 1 | 29.6 | 35.7 | 56.6 | 72.2 | 95.6 | 104.6 | 104.6 | 95.9 | 74.8 | 58.4 | 37.9 | 29.7 | Face 0 | Floor | Ground | 1.3 | 0 | 0 | 0 | 0 | 28.2 | 2.5 | 0 | 0 | 0 | 0 | 0
SUB SURFACE 10 | 44 | 53.2 | 85.4 | 109.3 | 145 | 156.9 | 155 | 142 | 110.4 | 87.3 | 56.2 | 43.9 | Face 100 | Wall | Outdoors | 91.3 | 79.7 | 99 | 99.2 | 102.9 | 101.2 | 103.8 | 93.6 | 93.3 | 92.3 | 89.9 | 94.3
SUB SURFACE 11 | 47.1 | 58.1 | 99.7 | 131.7 | 173.1 | 207.1 | 212.2 | 193 | 150.4 | 104.8 | 63 | 47.8 | Face 105 | Floor | Ground | 29.1 | 8.7 | 7.1 | 0.4 | 0 | 16.7 | 2.8 | 0.4 | 4 | 0 | 1.6 | 6.7
SUB SURFACE 12 | 171.2 | 204.9 | 315.7 | 327.5 | 388.8 | 349.8 | 441 | 462.6 | 322.6 | 278.6 | 223.4 | 172.4 | Face 110 | Wall | Outdoors | 141.1 | 123 | 152.8 | 152.6 | 158.5 | 155.9 | 158.8 | 143.1 | 142.2 | 141.9 | 138.3 | 145.4
SUB SURFACE 13 | 28.5 | 34.1 | 52.5 | 54.5 | 65 | 58.4 | 73.4 | 77 | 53.7 | 46.4 | 37.2 | 28.7 | Face 111 | Floor | Ground | 0 | 0 | 0 | 0 | 0 | 97.6 | 61.5 | 37.5 | 77.8 | 0 | 0 | 0
SUB SURFACE 14 | 164.7 | 200.1 | 313.6 | 329.2 | 394.9 | 353.1 | 442.8 | 463.1 | 321.4 | 275.2 | 216.2 | 163.7 | Face 116 | Wall | Outdoors | 459.7 | 401.3 | 500 | 500 | 518 | 510.7 | 521.9 | 469.1 | 467.3 | 464.6 | 453.9 | 474.9
SUB SURFACE 15 | 772.9 | 617.4 | 566.2 | 394.9 | 267.3 | 249.4 | 288.2 | 385.5 | 566.7 | 778.5 | 908.5 | 905.7 | Face 117 | Floor | Ground | 44.4 | 17.8 | 22.6 | 6.1 | 0 | 65.4 | 17.8 | 2.7 | 13.1 | 0.2 | 1.1 | 7
SUB SURFACE 16 | 31 | 32.9 | 58.6 | 73.3 | 80.7 | 90.5 | 90.9 | 90.4 | 80.3 | 56.3 | 40.1 | 33.2 | Face 121 | Wall | Outdoors | 1010.8 | 754.7 | 687.9 | 504.1 | 393.3 | 376.8 | 411.9 | 408 | 621.2 | 845.7 | 1055.5 | 1177.6
SUB SURFACE 17 | 186.6 | 197.6 | 351.6 | 440.4 | 483.9 | 542.7 | 545.5 | 542.3 | 482.2 | 338.1 | 240.9 | 199.9 | Face 126 | Floor | Ground | 71.4 | 33.9 | 36.9 | 13.6 | 0.6 | 63.9 | 20.2 | 4 | 16.2 | 0.8 | 7 | 30.6
SUB SURFACE 18 | 60 | 74.1 | 123.9 | 159.4 | 207.2 | 238.6 | 244.7 | 222.9 | 173.4 | 125.9 | 79.8 | 61.6 | Face 128 | Wall | Outdoors | 224.2 | 167.3 | 152.4 | 111.8 | 86.1 | 82.8 | 90.5 | 90.1 | 137.9 | 187.4 | 234 | 261.3
SUB SURFACE 19 | 965.9 | 772.3 | 708.4 | 492.7 | 333.7 | 307.4 | 361 | 482.1 | 707.3 | 972.4 | 1135.7 | 1131.6 | Face 13 | Wall | Outdoors | 74.7 | 62.3 | 84.5 | 90.2 | 89.3 | 93.7 | 95.8 | 95.8 | 96 | 82.9 | 80.1 | 80.5
SUB SURFACE 2 | 42.8 | 51.7 | 83.5 | 107.4 | 143.4 | 156.5 | 154.7 | 141.7 | 110 | 86.3 | 54.8 | 42.4 | Face 134 | Wall | Outdoors | 377.3 | 360.6 | 460.6 | 425.1 | 454.3 | 387.1 | 471.2 | 487.2 | 401.7 | 419.3 | 411.7 | 388.7
SUB SURFACE 20 | 173.6 | 185.7 | 340.9 | 433.7 | 481.5 | 542.7 | 545.6 | 542.2 | 479.3 | 329.3 | 226.5 | 183.5 | Face 135 | Wall | Outdoors | 674.8 | 504.8 | 462.5 | 339.8 | 259.5 | 249.2 | 272.2 | 273.3 | 417.6 | 565.3 | 704.1 | 785.6
SUB SURFACE 21 | 214 | 172.2 | 161.2 | 114.7 | 78.9 | 71.1 | 81.3 | 110.2 | 158.9 | 216 | 250.4 | 249.7 | Face 136 | Floor | Ground | 76.4 | 38.1 | 39.2 | 8.1 | 0 | 53.5 | 16.3 | 5.2 | 24.6 | 2.7 | 15.1 | 50.9
SUB SURFACE 22 | 382.7 | 305.7 | 280 | 195.2 | 133 | 124.2 | 145 | 194.1 | 283.9 | 389 | 452.5 | 448.5 | Face 139 | Wall | Outdoors | 320.5 | 279.5 | 347.7 | 348.8 | 362.5 | 357.9 | 366.2 | 329.8 | 328 | 324.6 | 315.5 | 330.9
SUB SURFACE 23 | 382 | 304.9 | 279 | 194.4 | 132.2 | 123.3 | 145.6 | 194 | 284 | 388.8 | 452.2 | 447.9 | Face 142 | Floor | Ground | 55.6 | 25.1 | 23.2 | 4.1 | 0 | 19 | 3.2 | 0.4 | 5 | 0.8 | 8.7 | 31.5
SUB SURFACE 24 | 382.3 | 305.3 | 279.5 | 194.8 | 132.4 | 123.8 | 145.5 | 194.2 | 284.2 | 389 | 452.4 | 448.2 | Face 148 | Wall | Outdoors | 140.9 | 122.9 | 152.9 | 152.9 | 158.7 | 155.9 | 158.9 | 143.2 | 142.4 | 142.1 | 138.4 | 145.3
SUB SURFACE 25 | 47 | 56 | 85.4 | 89.2 | 107.2 | 93.9 | 115.9 | 121.2 | 84.8 | 75.8 | 61 | 47.2 | Face 154 | Wall | Outdoors | 226.1 | 193.8 | 239.2 | 237.5 | 244 | 241.4 | 249.3 | 224 | 225.7 | 223.4 | 221.1 | 233.4
SUB SURFACE 26 | 479.3 | 382.9 | 351.4 | 245.2 | 165.9 | 153.8 | 180.6 | 242.5 | 355 | 486.4 | 566.2 | 561.6 | Face 155 | Wall | Outdoors | 260.5 | 248.1 | 316.9 | 290.3 | 311.3 | 263.3 | 324.2 | 336.2 | 275.9 | 287.5 | 281.4 | 266.5
SUB SURFACE 27 | 287.7 | 229.9 | 210.7 | 147 | 99.5 | 92 | 107.8 | 145.3 | 213.2 | 292.1 | 340 | 337.2 | Face 156 | Wall | Outdoors | 43.6 | 41.6 | 52.9 | 48.5 | 51.9 | 43.9 | 54.1 | 56.1 | 46.1 | 48.1 | 47.2 | 44.6
SUB SURFACE 28 | 36.1 | 44.9 | 76.8 | 100 | 131 | 151.6 | 155.3 | 141.8 | 110.1 | 78.6 | 48.6 | 36.9 | Face 165 | Wall | Outdoors | 263.5 | 251.1 | 319.1 | 292.3 | 312.6 | 264.1 | 325.1 | 337.7 | 278 | 290.2 | 285 | 269.4
SUB SURFACE 29 | 35 | 43.6 | 75.2 | 98.4 | 129.6 | 151.3 | 155.3 | 141.7 | 110 | 77.9 | 47.5 | 35.6 | Face 166 | Wall | Outdoors | 628.7 | 463.8 | 405.7 | 271 | 231.5 | 223.3 | 244.8 | 227.9 | 349.5 | 511 | 650.8 | 729.2
SUB SURFACE 3 | 143.3 | 174.3 | 281.1 | 364.1 | 487.4 | 541.5 | 542.7 | 498.9 | 389.3 | 298.1 | 187.8 | 142.2 | Face 193 | Wall | Outdoors | 51.2 | 41.9 | 55.6 | 59 | 58 | 61 | 62.4 | 62.4 | 63.3 | 54.6 | 54.4 | 55.1
SUB SURFACE 30 | 25.9 | 32.4 | 57 | 75.7 | 101.1 | 120.7 | 124.4 | 113.6 | 88.1 | 61.3 | 36.1 | 25.9 | Face 194 | Wall | Outdoors | 306.5 | 250.8 | 333 | 353.6 | 347.8 | 366.5 | 374.2 | 374.3 | 379 | 326.6 | 324.9 | 329.7
SUB SURFACE 31 | 19.1 | 23.9 | 42.3 | 56.3 | 75.4 | 90.5 | 93.3 | 85.2 | 66.1 | 45.8 | 26.8 | 19 | Face 195 | Wall | Outdoors | 260.9 | 224.2 | 277.2 | 274.7 | 281.8 | 276.2 | 285.6 | 257.1 | 258.8 | 257.6 | 255.3 | 269.6
SUB SURFACE 32 | 19.3 | 24.1 | 42.6 | 56.5 | 75.6 | 90.5 | 93.3 | 85.2 | 66.1 | 45.9 | 27 | 19.3 | Face 211 | Wall | Outdoors | 786.7 | 580.1 | 506.9 | 339.4 | 291 | 279.9 | 307.1 | 285.9 | 438.2 | 639.8 | 814.6 | 912.7
SUB SURFACE 33 | 20.7 | 25.7 | 44.5 | 58.2 | 76.9 | 90.8 | 93.2 | 85.1 | 66.1 | 46.5 | 28.1 | 20.9 | Face 212 | Wall | Outdoors | 304.6 | 249.2 | 331.9 | 353.7 | 348 | 367 | 374.9 | 375.5 | 380.8 | 327.4 | 323.9 | 327
SUB SURFACE 34 | 18 | 21.9 | 36.3 | 46.5 | 61 | 69.9 | 69.8 | 63.7 | 49.5 | 36.6 | 23.1 | 18 | Face 218 | Wall | Outdoors | 157 | 115.8 | 101.1 | 67.8 | 58.5 | 56.1 | 61.3 | 56.8 | 86.5 | 127.3 | 162.4 | 182.2
SUB SURFACE 35 | 28.9 | 30.4 | 55.2 | 69.6 | 77.7 | 89.2 | 90.1 | 89.8 | 79.6 | 54.5 | 37.7 | 30.7 | Face 224 | Wall | Outdoors | 313.8 | 231.2 | 201.3 | 134.9 | 116.2 | 112.2 | 123.2 | 114.5 | 174 | 255.4 | 325.4 | 364.3
SUB SURFACE 36 | 174.1 | 182.8 | 331.2 | 417.8 | 466.5 | 535.1 | 540.9 | 538.8 | 477.8 | 327.5 | 226.9 | 184.7 | Face 230 | Wall | Outdoors | 313.8 | 231.1 | 201.2 | 134.9 | 116.1 | 112.2 | 123.2 | 114.5 | 174.1 | 255.5 | 325.5 | 364.2
SUB SURFACE 37 | 47 | 57.8 | 102.1 | 134.2 | 184.4 | 229.2 | 239.2 | 218.3 | 169 | 113.7 | 64.7 | 46.3 | Face 236 | Wall | Outdoors | 313.8 | 231.2 | 201.3 | 135 | 116.2 | 112.3 | 123.2 | 114.5 | 174.1 | 255.5 | 325.5 | 364.3
SUB SURFACE 38 | 26.1 | 32.3 | 59.8 | 82.8 | 116.3 | 145.5 | 151.9 | 138.9 | 107.3 | 71.3 | 38.8 | 24.7 | Face 24 | Wall | Outdoors | 63.3 | 60.6 | 77.6 | 71.6 | 76.5 | 65.2 | 79.3 | 81.8 | 67.4 | 70.5 | 68.9 | 65
SUB SURFACE 39 | 25.2 | 31.5 | 58.7 | 82.5 | 116.2 | 145.6 | 152 | 139 | 107.4 | 71.2 | 38.4 | 23.9 | Face 242 | Wall | Outdoors | 392.6 | 289.3 | 252.1 | 169.1 | 145.7 | 140.4 | 154.1 | 143.2 | 217.7 | 319.4 | 406.9 | 455.6
SUB SURFACE 4 | 1386.8 | 1124.7 | 1056.3 | 766.5 | 549.7 | 492.2 | 556.4 | 740 | 1047.2 | 1418.2 | 1629 | 1617.4 | Face 249 | Wall | Outdoors | 235.6 | 173.6 | 151.2 | 101.4 | 87.2 | 84.2 | 92.4 | 85.9 | 130.7 | 191.7 | 244.2 | 273.4
SUB SURFACE 40 | 19.4 | 24.7 | 46.1 | 65.8 | 93 | 116.5 | 121.7 | 111.3 | 85.9 | 56.9 | 30.5 | 18.7 | Face 26 | Floor | Ground | 2.3 | 0.6 | 0.4 | 0 | 0 | 3.1 | 0.3 | 0 | 0 | 0 | 0 | 0.2
SUB SURFACE 41 | 14.4 | 18.4 | 34.4 | 49.3 | 69.8 | 87.5 | 91.4 | 83.5 | 64.5 | 42.8 | 22.9 | 14 | Face 264 | Wall | Outdoors | 163.1 | 140.1 | 173.4 | 172.1 | 177 | 174.1 | 179.7 | 161.6 | 162.6 | 161.6 | 159.7 | 168.5
SUB SURFACE 42 | 14.5 | 18.5 | 34.6 | 49.4 | 69.8 | 87.5 | 91.4 | 83.5 | 64.5 | 42.8 | 22.9 | 14.1 | Face 271 | Wall | Outdoors | 162.9 | 139.8 | 173.1 | 171.8 | 176.7 | 174 | 179.7 | 161.6 | 162.5 | 161.4 | 159.5 | 168.1
SUB SURFACE 43 | 304.4 | 246.2 | 230.8 | 165.9 | 117.1 | 103.6 | 116.9 | 157.5 | 225.8 | 309.4 | 357 | 355.4 | Face 275 | Wall | Outdoors | 129.5 | 111.1 | 137.5 | 136.6 | 140.7 | 139.1 | 143.7 | 129.2 | 130 | 128.8 | 127 | 133.6
SUB SURFACE 44 | 15.1 | 19 | 35.3 | 49.7 | 69.9 | 87.4 | 91.2 | 83.3 | 64.4 | 42.8 | 23.2 | 14.6 | Face 281 | Wall | Outdoors | 96.9 | 83.1 | 103 | 102.3 | 105.4 | 104.2 | 107.8 | 96.9 | 97.5 | 96.5 | 95.1 | 100
SUB SURFACE 45 | 14.3 | 17.6 | 30.5 | 40.3 | 54.8 | 66.7 | 67.6 | 61.8 | 47.9 | 33.1 | 19.4 | 14.1 | Face 287 | Wall | Outdoors | 96.9 | 83.2 | 103 | 102.3 | 105.4 | 104.3 | 107.7 | 96.9 | 97.4 | 96.5 | 95.2 | 100
SUB SURFACE 46 | 39.6 | 48.5 | 86.6 | 117.1 | 161.1 | 201.7 | 209.2 | 190.4 | 148 | 98.7 | 55.1 | 39.1 | Face 293 | Wall | Outdoors | 97.5 | 83.7 | 103.6 | 102.8 | 105.7 | 104.3 | 107.7 | 96.9 | 97.5 | 96.7 | 95.5 | 100.6
SUB SURFACE 47 | 162.7 | 194.9 | 302 | 313.7 | 380.3 | 346.5 | 438.7 | 460.3 | 320.5 | 272.6 | 214.3 | 162.1 | Face 299 | Wall | Outdoors | 65.3 | 56 | 69.2 | 68.7 | 70.7 | 69.5 | 71.4 | 64.2 | 64.7 | 64.5 | 63.8 | 67.3
SUB SURFACE 48 | 27.1 | 32.4 | 50.3 | 52.3 | 63.4 | 57.7 | 73.1 | 76.7 | 53.4 | 45.3 | 35.6 | 26.9 | Face 304 | Wall | Outdoors | 49.4 | 39.9 | 52.6 | 55.9 | 55 | 58.3 | 59.5 | 59.7 | 60.8 | 52.3 | 52.3 | 53
SUB SURFACE 49 | 943.6 | 749.9 | 679.2 | 466.4 | 313.7 | 302 | 356.4 | 478.1 | 701.8 | 960 | 1118.4 | 1106.7 | Face 305 | Wall | Outdoors | 295.4 | 238.9 | 315 | 334.7 | 330.2 | 350.3 | 357.4 | 357.8 | 363.9 | 312.7 | 312.4 | 316.8
SUB SURFACE 5 | 307.7 | 249.1 | 233.1 | 168.3 | 118.9 | 105.5 | 119.5 | 161.1 | 230.8 | 313.4 | 360.9 | 359.1 | Face 306 | Wall | Outdoors | 253.3 | 215.6 | 265.7 | 262.7 | 270.7 | 267.3 | 277.9 | 250 | 252.9 | 250.5 | 247.9 | 261.2
SUB SURFACE 50 | 163.9 | 174.3 | 323.1 | 415.2 | 466.4 | 535.5 | 541 | 538.1 | 475.5 | 322.9 | 219.1 | 173.2 | Face 32 | Floor | Ground | 1.4 | 0.1 | 0.2 | 0 | 0 | 8.4 | 0.7 | 0 | 0 | 0 | 0 | 0
SUB SURFACE 51 | 207.8 | 166.3 | 153.9 | 108.2 | 73.4 | 69.4 | 80.2 | 108.5 | 156.8 | 211.5 | 245 | 243.1 | Face 325 | Wall | Outdoors | 157.8 | 134.2 | 165.6 | 164.6 | 170 | 168.4 | 174.8 | 157.2 | 158.8 | 157.3 | 155.2 | 162.7
SUB SURFACE 52 | 374.1 | 297.5 | 268.8 | 185.8 | 125.9 | 122 | 143.9 | 192.6 | 281.7 | 384.3 | 446.6 | 440.7 | Face 329 | Wall | Outdoors | 157.4 | 134 | 165.3 | 164.5 | 170 | 168.4 | 174.9 | 157.2 | 158.8 | 157.3 | 155.2 | 162.5
SUB SURFACE 53 | 373.7 | 297.2 | 268.4 | 185.6 | 125.8 | 122 | 144.1 | 192.8 | 282 | 384.5 | 446.7 | 440.5 | Face 335 | Wall | Outdoors | 125.6 | 107.1 | 132 | 131.5 | 136 | 134.7 | 139.8 | 125.7 | 127 | 125.8 | 124.1 | 129.8
SUB SURFACE 54 | 373.7 | 297.3 | 268.4 | 185.6 | 125.8 | 122 | 144.1 | 192.9 | 282 | 384.6 | 446.8 | 440.6 | Face 341 | Wall | Outdoors | 94.1 | 80.2 | 99 | 98.6 | 102 | 101 | 104.9 | 94.3 | 95.2 | 94.3 | 93 | 97.3
SUB SURFACE 55 | 467.4 | 371.7 | 335.8 | 232.1 | 157.2 | 152.5 | 180 | 240.9 | 352.3 | 480.5 | 558.4 | 550.8 | Face 347 | Wall | Outdoors | 94.1 | 80.3 | 99 | 98.6 | 102 | 101 | 104.9 | 94.2 | 95.2 | 94.3 | 93 | 97.3
SUB SURFACE 56 | 280.8 | 223.3 | 201.8 | 139.5 | 94.5 | 91.6 | 108.1 | 144.6 | 211.6 | 288.5 | 335.3 | 330.8 | Face 35 | Wall | Outdoors | 226.2 | 169.3 | 155.1 | 113.9 | 88.7 | 84.6 | 92 | 91.3 | 138.5 | 189 | 235.8 | 263.4
SUB SURFACE 57 | 152.8 | 186.8 | 294 | 310.3 | 379.7 | 346.4 | 438.6 | 459.5 | 318 | 268.2 | 207.1 | 150.7 | Face 353 | Wall | Outdoors | 94.3 | 80.4 | 99.1 | 98.7 | 102 | 101 | 104.8 | 94.2 | 95.2 | 94.3 | 93 | 97.4
SUB SURFACE 58 | 752.7 | 597.7 | 539.9 | 371.9 | 249.8 | 241.8 | 284.5 | 381.6 | 561.5 | 767.6 | 893.9 | 884.3 | Face 359 | Wall | Outdoors | 63.3 | 53.9 | 66.4 | 65.8 | 67.8 | 66.9 | 69.3 | 62.3 | 63 | 62.6 | 62 | 65.3
SUB SURFACE 59 | 29.6 | 31.2 | 56 | 70.3 | 77.8 | 88.8 | 89.6 | 89.3 | 79.3 | 54.7 | 38.6 | 31.8 | Face 367 | Wall | Outdoors | 220.7 | 187.5 | 230.8 | 229 | 236.1 | 234 | 242.8 | 217.9 | 220.7 | 218.5 | 216.1 | 227.7
SUB SURFACE 6 | 48.8 | 51.9 | 92.4 | 116.7 | 130.2 | 143.6 | 142.6 | 141.8 | 125.4 | 89.8 | 63.1 | 51.8 | Face 368 | Wall | Outdoors | 255.5 | 243 | 309.6 | 282.9 | 305.6 | 258.8 | 319.4 | 330.8 | 271.5 | 282 | 275.2 | 260.2
SUB SURFACE 60 | 177.5 | 187.5 | 336 | 421.6 | 466.9 | 533.1 | 538 | 535.7 | 475.9 | 328.1 | 231.4 | 190.7 | Face 369 | Wall | Outdoors | 42.8 | 40.7 | 51.7 | 47.2 | 50.9 | 43.1 | 53.2 | 55.2 | 45.4 | 47.2 | 46.2 | 43.6
SUB SURFACE 61 | 51.4 | 63.9 | 108.7 | 139.8 | 186.3 | 227.7 | 236.6 | 215.4 | 167.6 | 115.2 | 70.5 | 53.4 | Face 38 | Floor | Ground | 0.8 | 0.1 | 0.1 | 0 | 0 | 3.2 | 0.4 | 0 | 0 | 0 | 0 | 0
SUB SURFACE 62 | 30.6 | 37.9 | 67.1 | 87.7 | 118.1 | 145.8 | 151.6 | 138.4 | 107.3 | 72.4 | 42.6 | 31 | Face 397 | Wall | Outdoors | 770.5 | 563.3 | 485.1 | 323.4 | 276.8 | 268.7 | 295.9 | 275.1 | 423.1 | 619.9 | 796.6 | 892.8
SUB SURFACE 63 | 30 | 37.1 | 66.4 | 87.2 | 118 | 146 | 151.9 | 138.7 | 107.5 | 72.3 | 42.1 | 30.1 | Face 398 | Wall | Outdoors | 294.8 | 238.8 | 315.2 | 336 | 331.1 | 350.9 | 358.1 | 359.1 | 365.7 | 314.4 | 313.7 | 316.6
SUB SURFACE 64 | 22.7 | 28.2 | 51.2 | 68.3 | 93.9 | 116.6 | 121.5 | 111 | 85.9 | 57.6 | 32.7 | 22.3 | Face 404 | Wall | Outdoors | 153.3 | 112.1 | 96.4 | 64.3 | 55.2 | 53.6 | 58.8 | 54.5 | 83.2 | 122.8 | 158.2 | 177.6
SUB SURFACE 65 | 27.5 | 33.3 | 53.8 | 69.5 | 92.8 | 101.8 | 100.8 | 92.1 | 71.6 | 55.8 | 35.3 | 27.3 | Face 410 | Wall | Outdoors | 307.6 | 224.9 | 193.1 | 129.1 | 110.9 | 107.8 | 118.7 | 110.2 | 168 | 247.5 | 318.4 | 357
SUB SURFACE 66 | 16.8 | 20.8 | 38.1 | 51.1 | 70.4 | 87.5 | 91.2 | 83.3 | 64.5 | 43.2 | 24.4 | 16.4 | Face 416 | Wall | Outdoors | 307.7 | 225 | 193.1 | 129.1 | 110.9 | 107.8 | 118.7 | 110.2 | 168.2 | 247.6 | 318.5 | 357.1
SUB SURFACE 67 | 17 | 21 | 38.3 | 51.3 | 70.5 | 87.6 | 91.2 | 83.3 | 64.5 | 43.3 | 24.6 | 16.7 | Face 422 | Wall | Outdoors | 307.7 | 225 | 193.1 | 129.1 | 110.9 | 107.8 | 118.7 | 110.2 | 168.2 | 247.6 | 318.5 | 357.1
SUB SURFACE 68 | 17.9 | 22.1 | 39.6 | 52.2 | 71 | 87.7 | 91.1 | 83.2 | 64.5 | 43.6 | 25.4 | 17.9 | Face 428 | Wall | Outdoors | 384.6 | 281.2 | 241.4 | 161.3 | 138.7 | 134.8 | 148.4 | 137.8 | 210.2 | 309.5 | 398.1 | 446.3
SUB SURFACE 69 | 16.6 | 20.1 | 33.5 | 42.4 | 56.1 | 67 | 67.4 | 61.5 | 47.9 | 34 | 21.5 | 16.9 | Face 435 | Wall | Outdoors | 230.8 | 168.8 | 144.9 | 96.8 | 83.2 | 80.9 | 89 | 82.7 | 126.2 | 185.8 | 238.9 | 267.8
SUB SURFACE 7 | 284.2 | 340.4 | 520.8 | 548.4 | 659.7 | 582.7 | 715.7 | 745.3 | 522.8 | 460.2 | 366.3 | 283.7 | Face 44 | Floor | Ground | 3.7 | 0.5 | 0.4 | 0 | 0 | 8.5 | 0.7 | 0 | 0 | 0 | 0 | 0
SUB SURFACE 70 | 43.9 | 54 | 92.8 | 122 | 162.8 | 201.2 | 207.5 | 188.4 | 147.1 | 99.7 | 59.9 | 45.7 | Face 445 | Wall | Outdoors | 257.6 | 245.4 | 310.7 | 284 | 306.3 | 259.3 | 320.2 | 332.2 | 273.5 | 284.7 | 278.8 | 262.6
SUB SURFACE 71 | 168.9 | 202.2 | 309.8 | 319.7 | 382.6 | 346.5 | 437.5 | 458.9 | 320.4 | 274.7 | 221.5 | 171.3 | Face 446 | Wall | Outdoors | 615.3 | 450.2 | 387.9 | 258.1 | 220.3 | 214.2 | 235.8 | 219.2 | 337.5 | 495.3 | 636.4 | 713.4
SUB SURFACE 72 | 28.1 | 33.7 | 51.6 | 53.3 | 63.8 | 57.7 | 72.9 | 76.5 | 53.4 | 45.8 | 36.9 | 28.5 | Face 454 | RoofCeiling | Outdoors | 661.3 | 598.8 | 729.7 | 808.5 | 796.3 | 838.4 | 925.2 | 861.3 | 808.2 | 722 | 695.4 | 665.2
SUB SURFACE 73 | 1552.5 | 1259.1 | 1179.9 | 853.4 | 611.1 | 550.1 | 621.6 | 825.8 | 1167.5 | 1579.6 | 1819.2 | 1809.7 | Face 455 | Wall | Outdoors | 48.8 | 39.4 | 51.5 | 54.5 | 53.5 | 56.7 | 57.9 | 57.9 | 59.3 | 51 | 51.5 | 52.4
SUB SURFACE 74 | 300.6 | 322.4 | 571.7 | 721.5 | 806.1 | 891.1 | 887.5 | 881.8 | 776.5 | 551 | 385.5 | 316.1 | Face 456 | Wall | Outdoors | 292.1 | 235.5 | 308.1 | 326.5 | 320.8 | 340.3 | 347.5 | 346.9 | 354.6 | 304.7 | 307.5 | 313.1
SUB SURFACE 75 | 953 | 761.6 | 692.8 | 477.7 | 320.6 | 304.7 | 356.8 | 477.4 | 701.2 | 961.1 | 1125.7 | 1119.7 | Face 457 | Wall | Outdoors | 250.3 | 212.4 | 261.5 | 257.7 | 263.9 | 259.6 | 270.6 | 243 | 246.9 | 245.2 | 244.6 | 258.8
SUB SURFACE 76 | 167.3 | 179.9 | 330.6 | 421.7 | 469.6 | 535.9 | 540.1 | 536.7 | 474.6 | 323.4 | 221.9 | 178.2 | Face 465 | RoofCeiling | Outdoors | 25.5 | 21.6 | 25.9 | 26.9 | 24.9 | 26 | 30 | 27.1 | 27.6 | 26.7 | 27.2 | 27.1
SUB SURFACE 77 | 210.2 | 168.7 | 156.7 | 110.3 | 74.7 | 69.8 | 80.1 | 108.2 | 156.3 | 211.4 | 246.2 | 245.6 | Face 471 | RoofCeiling | Outdoors | 184.1 | 158.2 | 189.2 | 194.2 | 178.8 | 190.1 | 222.1 | 198.4 | 203.3 | 195.6 | 199.1 | 197.8
SUB SURFACE 78 | 377.3 | 300.3 | 272.7 | 188 | 126.9 | 122.2 | 143.7 | 192.2 | 281.1 | 383.9 | 447.7 | 443.2 | Face 476 | Wall | Outdoors | 157.1 | 133.2 | 164.3 | 162.2 | 166.6 | 164.4 | 171.2 | 153.7 | 155.8 | 154.7 | 153.8 | 162.2
SUB SURFACE 79 | 376.5 | 299.4 | 271.5 | 187.2 | 126.4 | 122.1 | 143.8 | 192.3 | 281.3 | 383.9 | 447.4 | 442.4 | Face 478 | RoofCeiling | Outdoors | 181.3 | 156.6 | 187 | 191 | 176.1 | 188.1 | 220.1 | 196.3 | 201.1 | 193.4 | 196.9 | 195.2
SUB SURFACE 8 | 923.2 | 747.5 | 699.7 | 505.4 | 358.9 | 320.7 | 362 | 484.8 | 692.6 | 940.4 | 1082.8 | 1077.4 | Face 482 | Wall | Outdoors | 157 | 133.1 | 164.2 | 162.1 | 166.6 | 164.5 | 171.3 | 153.8 | 155.9 | 154.7 | 153.7 | 162
SUB SURFACE 80 | 376.4 | 299.3 | 271.4 | 187.2 | 126.4 | 122.1 | 143.8 | 192.4 | 281.3 | 384 | 447.3 | 442.3 | Face 484 | RoofCeiling | Outdoors | 143.3 | 123.8 | 147.9 | 151.5 | 140.2 | 150.2 | 175.8 | 156.8 | 160.6 | 154.2 | 156.3 | 154.1
SUB SURFACE 81 | 471.2 | 375 | 340.3 | 234.7 | 158.4 | 152.7 | 179.7 | 240.3 | 351.6 | 479.9 | 559.5 | 553.5 | Face 488 | Wall | Outdoors | 125.2 | 106.1 | 130.8 | 129.3 | 133.2 | 131.6 | 137 | 123 | 124.7 | 123.8 | 122.8 | 129.1
SUB SURFACE 82 | 282.9 | 225.1 | 204.1 | 140.7 | 94.8 | 91.5 | 107.7 | 144.1 | 210.9 | 288.1 | 335.9 | 332.5 | Face 49 | Wall | Outdoors | 93.7 | 81.6 | 101.2 | 101.1 | 104.8 | 103.1 | 105.1 | 94.6 | 94.2 | 94 | 91.8 | 96.6
SUB SURFACE 83 | 304.9 | 247.1 | 232 | 167.7 | 119.6 | 105.3 | 118.1 | 159.4 | 227.3 | 310.6 | 357.8 | 355.9 | Face 490 | RoofCeiling | Outdoors | 107.1 | 92.6 | 110.7 | 113.4 | 105.1 | 112.6 | 131.9 | 117.6 | 120.5 | 115.6 | 117 | 115.2
SUB SURFACE 84 | 157.1 | 191.9 | 299.2 | 313.1 | 379.8 | 344.5 | 435.8 | 456.5 | 316.4 | 268.2 | 210.6 | 157.1 | Face 494 | Wall | Outdoors | 93.6 | 79.3 | 97.9 | 96.9 | 99.8 | 98.7 | 102.7 | 92.2 | 93.5 | 92.8 | 92 | 96.5
SUB SURFACE 85 | 756.7 | 602.5 | 543.9 | 373.4 | 248.6 | 238.9 | 280.5 | 377.2 | 558 | 765.5 | 896.4 | 890.4 | Face 496 | RoofCeiling | Outdoors | 107.3 | 92.5 | 110.9 | 113.6 | 105.2 | 112.7 | 131.9 | 117.6 | 120.5 | 115.7 | 117.1 | 115.2
SUB SURFACE 86 | 304.9 | 247.1 | 231.9 | 167.7 | 119.9 | 106.6 | 119.4 | 159.5 | 227.2 | 310.6 | 357.8 | 355.9 | Face 50 | Floor | Ground | 17.9 | 7 | 6.3 | 1.2 | 0 | 56 | 24.2 | 10.5 | 22.9 | 0 | 0.3 | 2
SUB SURFACE 87 | 304.9 | 247.1 | 231.9 | 167.7 | 120.1 | 106.5 | 119.5 | 159.6 | 227.2 | 310.6 | 357.8 | 355.9 | Face 500 | Wall | Outdoors | 93.7 | 79.4 | 98 | 97 | 99.8 | 98.7 | 102.7 | 92.2 | 93.5 | 92.8 | 92 | 96.6
SUB SURFACE 88 | 761.8 | 616.3 | 577.3 | 416.1 | 294.8 | 262.8 | 300.3 | 401.4 | 572.3 | 779 | 896.4 | 889.7 | Face 502 | RoofCeiling | Outdoors | 108.5 | 93.5 | 111.7 | 114 | 105.6 | 112.8 | 132 | 117.6 | 120.2 | 115.9 | 117.8 | 116.7
SUB SURFACE 89 | 100.3 | 121.4 | 194.7 | 253 | 335.8 | 378.8 | 380.4 | 349.3 | 273 | 204.7 | 128.5 | 99.3 | Face 506 | Wall | Outdoors | 94.1 | 79.7 | 98.3 | 97.1 | 99.9 | 98.6 | 102.6 | 92.1 | 93.4 | 92.8 | 92.2 | 97.1
SUB SURFACE 9 | 103.6 | 125.3 | 200.7 | 258.6 | 344.1 | 376.7 | 376.7 | 345.9 | 269.8 | 208.7 | 133.6 | 103.4 | Face 508 | RoofCeiling | Outdoors | 79.5 | 69.6 | 83.7 | 85 | 80.4 | 83.2 | 96.2 | 86.5 | 85.6 | 84 | 84 | 83.8
SUB SURFACE 90 | 301.4 | 354.7 | 532.8 | 554.8 | 662.2 | 590.1 | 727.9 | 760.1 | 538.8 | 476.3 | 385.2 | 303.4 | Face 512 | Wall | Outdoors | 62.8 | 53.3 | 65.6 | 64.7 | 66.2 | 65.2 | 67.4 | 60.5 | 61.5 | 61.4 | 61.3 | 64.9
SUB SURFACE 91 | 312.9 | 332.1 | 577.5 | 720.4 | 799.3 | 879.5 | 876.1 | 873 | 773.7 | 559 | 400.1 | 332.6 | Face 514 | RoofCeiling | Outdoors | 543.4 | 486.1 | 587.2 | 643.3 | 626 | 661 | 734.1 | 679.6 | 648.1 | 587.2 | 573 | 553.9
SUB SURFACE 92 | 88.9 | 107.2 | 169.7 | 216.5 | 286.9 | 313.9 | 313.9 | 287.7 | 224.5 | 175.2 | 113.7 | 89.1 | Face 518 | Wall | Outdoors | 218.2 | 184.6 | 226.8 | 224.1 | 229.9 | 227.3 | 236.4 | 211.7 | 215.3 | 213.4 | 212.9 | 225.7
[13 empty] | Face 519 | Wall | Outdoors | 255.3 | 243 | 309.3 | 283.7 | 305.1 | 259.5 | 319.3 | 328.5 | 271.7 | 279.9 | 273.2 | 260
[13 empty] | Face 520 | Wall | Outdoors | 42.8 | 40.7 | 51.7 | 47.4 | 50.9 | 43.3 | 53.3 | 54.8 | 45.5 | 46.9 | 45.8 | 43.6
[13 empty] | Face 523 | RoofCeiling | Outdoors | 198.3 | 171.4 | 203.7 | 208.1 | 191.6 | 203.2 | 236.8 | 211.9 | 217.7 | 210.9 | 214.8 | 212.9
[13 empty] | Face 53 | Wall | Outdoors | 1125.6 | 840.7 | 768 | 561.5 | 429.2 | 409.8 | 447.8 | 449.1 | 689.1 | 938.7 | 1173.8 | 1311.2
[13 empty] | Face 54 | Wall | Outdoors | 445.6 | 371.1 | 502 | 536.3 | 528.6 | 554.4 | 567.2 | 568.6 | 570.5 | 491.4 | 476.9 | 479.4
[13 empty] | Face 546 | RoofCeiling | Outdoors | 383.5 | 330.6 | 392.1 | 401.3 | 366.4 | 385.7 | 450.1 | 404.3 | 417.7 | 404.8 | 413.3 | 411
[13 empty] | Face 548 | Wall | Outdoors | 761.5 | 555.5 | 476.8 | 369 | 316 | 298 | 337.6 | 333 | 422.9 | 605.4 | 784.6 | 880.4
[13 empty] | Face 549 | Wall | Outdoors | 291.1 | 235.4 | 309.1 | 328.9 | 322.8 | 342 | 349.3 | 349.1 | 357.2 | 306.9 | 308.2 | 311.6
[13 empty] | Face 553 | RoofCeiling | Outdoors | 74.7 | 64.9 | 77.3 | 78.9 | 72.3 | 76.3 | 88.6 | 79.3 | 81.4 | 78.8 | 80.3 | 80
[13 empty] | Face 555 | Wall | Outdoors | 151.2 | 110.3 | 94.4 | 73.1 | 62.9 | 59.2 | 66.8 | 65.8 | 83 | 119.4 | 155.3 | 174.8
[13 empty] | Face 559 | RoofCeiling | Outdoors | 148.3 | 128.4 | 151.8 | 155.7 | 142.6 | 152.1 | 178.2 | 160.1 | 165.3 | 159.6 | 162 | 159.4
[13 empty] | Face 561 | Wall | Outdoors | 304.1 | 221.5 | 189.4 | 146.4 | 126 | 119.2 | 135.1 | 133.1 | 168.5 | 242 | 313.6 | 351.7
[13 empty] | Face 565 | RoofCeiling | Outdoors | 147.6 | 127.7 | 150.7 | 154.9 | 142.2 | 151.9 | 178.1 | 160.1 | 165.4 | 159.5 | 161.7 | 158.7
[13 empty] | Face 567 | Wall | Outdoors | 304 | 221.3 | 189.2 | 146.3 | 126 | 119.3 | 135.2 | 133.2 | 168.7 | 242.1 | 313.7 | 351.7
[13 empty] | Face 57 | Floor | Ground | 11.6 | 3.7 | 4.8 | 0.9 | 0 | 26.7 | 6.1 | 0.5 | 3.3 | 0 | 0 | 0.3
[13 empty] | Face 571 | RoofCeiling | Outdoors | 147.5 | 127.7 | 150.7 | 154.8 | 142.2 | 151.9 | 178.1 | 160.1 | 165.4 | 159.5 | 161.6 | 158.6
[13 empty] | Face 573 | Wall | Outdoors | 304 | 221.3 | 189.2 | 146.3 | 126 | 119.3 | 135.2 | 133.2 | 168.7 | 242.1 | 313.7 | 351.7
[13 empty] | Face 577 | RoofCeiling | Outdoors | 185.2 | 160.2 | 189.3 | 194.3 | 178.3 | 190.2 | 222.9 | 200.4 | 206.7 | 199.6 | 202.5 | 199.1
[13 empty] | Face 579 | Wall | Outdoors | 380.1 | 276.8 | 236.6 | 182.9 | 157.4 | 149 | 168.9 | 166.4 | 210.7 | 302.5 | 392 | 439.7
[13 empty] | Face 583 | RoofCeiling | Outdoors | 114.8 | 99.9 | 118.1 | 120.7 | 112.5 | 118.5 | 138.5 | 125.4 | 127.3 | 123.6 | 124.1 | 122.2
[13 empty] | Face 586 | Wall | Outdoors | 228 | 166 | 141.9 | 109.8 | 94.4 | 89.4 | 101.3 | 99.9 | 126.5 | 181.5 | 235.3 | 263.8
[13 empty] | Face 59 | Wall | Outdoors | 224.5 | 167.7 | 153.2 | 112.5 | 87.4 | 83.5 | 90.8 | 90.2 | 136.9 | 186.9 | 233.8 | 261.3
[13 empty] | Face 590 | RoofCeiling | Outdoors | 770.1 | 703.9 | 861.8 | 967.6 | 964 | 1012.7 | 1109.3 | 1042.6 | 966.8 | 851.5 | 804.3 | 762.5
[13 empty] | Face 596 | Wall | Outdoors | 256.1 | 244.3 | 310.2 | 284.6 | 305.5 | 259.8 | 319.9 | 329.8 | 274 | 282.3 | 275.6 | 260.8
[13 empty] | Face 597 | Wall | Outdoors | 606.1 | 441.7 | 377.8 | 291 | 248.8 | 235.3 | 267 | 264.6 | 336.1 | 482.2 | 625 | 701.4
[13 empty] | Face 599 | RoofCeiling | Outdoors | 30.2 | 26.1 | 29.7 | 29.6 | 27.3 | 28 | 32.7 | 30.2 | 31 | 31 | 32.3 | 32.2
[13 empty] | Face 60 | Wall | Outdoors | 224.5 | 167.7 | 153.3 | 112.3 | 87.4 | 83.5 | 90.8 | 89.9 | 137 | 187 | 233.8 | 261.4
[13 empty] | Face 68 | Wall | Outdoors | 224.5 | 167.8 | 153.3 | 112.3 | 87.4 | 83.5 | 90.8 | 89.9 | 136.9 | 187 | 233.8 | 261.4
[13 empty] | Face 69 | Floor | Ground | 0 | 0 | 0 | 0 | 0 | 4.2 | 0.4 | 0 | 0 | 0 | 0 | 0
[13 empty] | Face 75 | Floor | Ground | 0 | 0 | 0 | 0 | 0 | 4.4 | 0.4 | 0 | 0 | 0 | 0 | 0
[13 empty] | Face 81 | Floor | Ground | 4.4 | 0.1 | 0.5 | 0 | 0 | 21.2 | 2 | 0 | 0 | 0 | 0 | 0
[13 empty] | Face 85 | Wall | Outdoors | 564.1 | 421.8 | 385.5 | 282.8 | 221 | 211.9 | 231.2 | 229 | 347 | 472.4 | 589.4 | 657.2
[13 empty] | Face 88 | Floor | Ground | 0 | 0 | 0 | 0 | 0 | 29.7 | 10.4 | 4 | 13.9 | 0 | 0 | 0
[13 empty] | Face 92 | Wall | Outdoors | 319.6 | 278.2 | 343.7 | 343.1 | 353.3 | 347.6 | 356.4 | 320.6 | 320.8 | 318.9 | 314 | 329.9
[13 empty] | Face 93 | Wall | Outdoors | 372.7 | 354.4 | 453.9 | 418.6 | 446.6 | 379.5 | 463.9 | 478.6 | 392.1 | 410.1 | 402.5 | 382.4
[13 empty] | Face 95 | Floor | Ground | 144.5 | 83.6 | 78.6 | 22 | 1.3 | 51.7 | 14.8 | 4.7 | 25.6 | 7 | 42.2 | 119.4
[13 empty] | Face 98 | Wall | Outdoors | 444.1 | 369.9 | 499.6 | 533.7 | 528.6 | 556.4 | 570.1 | 570.2 | 571 | 490.7 | 476.2 | 479.2
[13 empty] | Face 99 | Wall | Outdoors | 274 | 239 | 297.1 | 297.6 | 308.6 | 303.6 | 311.5 | 280.8 | 279.8 | 277 | 269.7 | 282.9
[13 empty] | Monthly SubTotals | Wall | Outdoors | 24799.9 | 19743.4 | 21108.5 | 18468.6 | 17714.7 | 17149.4 | 18527.1 | 17807.6 | 19813 | 22701.7 | 25588.3 | 27468.1
[13 empty] | Monthly SubTotals | Roof | Outdoors | 4341.4 | 3834.1 | 4609.4 | 4907.3 | 4677.7 | 4945.8 | 5612.5 | 5133 | 5040.5 | 4689 | 4640.7 | 4520.9
[13 empty] | Monthly SubTotals |  | Ground | 464.9 | 219.4 | 220.2 | 56.3 | 1.9 | 561.3 | 184.4 | 69.8 | 206.5 | 11.6 | 76.1 | 248.6
[13 empty] | Monthly Totals |  |  | 29606.3 | 23797 | 25938 | 23432.2 | 22394.3 | 22656.5 | 24324 | 23010.5 | 25060 | 27402.3 | 30305.1 | 32237.6

## Srf Losses
Surface Window Heat Loss Energy (kBtu) | [12 empty] | Surface Average Face Conduction Heat Loss (kBtu)
| Jan | Feb | Mar | Apr | May | Jun | Jul | Aug | Sep | Oct | Nov | Dec |  | Surface Type | Ouside Boundary Condition | Jan | Feb | Mar | Apr | May | Jun | Jul | Aug | Sep | Oct | Nov | Dec
SUB SURFACE 1 | 98.4 | 77.9 | 81.8 | 64.8 | 53.2 | 50.3 | 49 | 46.4 | 51.9 | 60.5 | 78.8 | 97.5 | Face 0 | Floor | Ground | 682.1 | 671.1 | 744.2 | 857.8 | 1071.3 | 550 | 566.6 | 593.4 | 525.6 | 1091.8 | 923.7 | 737.8
SUB SURFACE 10 | 150.9 | 120.1 | 125.3 | 99.2 | 81.5 | 77.3 | 75.6 | 71.4 | 80.1 | 93.3 | 121.9 | 150.5 | Face 100 | Wall | Outdoors | 117.8 | 99.8 | 119.7 | 112.8 | 110.3 | 106 | 107.2 | 99 | 102.4 | 105.6 | 110.1 | 120.3
SUB SURFACE 11 | 303.8 | 246.1 | 255.3 | 208.7 | 178 | 153.6 | 145.6 | 137.2 | 154.5 | 201.1 | 251.8 | 300.5 | Face 105 | Floor | Ground | 114.9 | 128.4 | 155.4 | 240.5 | 361.7 | 141.4 | 156.2 | 156.9 | 118 | 328.5 | 222.9 | 115.7
SUB SURFACE 12 | 240.8 | 196.2 | 203.7 | 172 | 154.6 | 135 | 125.2 | 116.1 | 126.8 | 163.3 | 199.8 | 237.5 | Face 110 | Wall | Outdoors | 180.2 | 152.7 | 182.7 | 171.6 | 167.4 | 161 | 162.1 | 149.3 | 154.3 | 160.1 | 167.9 | 184.3
SUB SURFACE 13 | 40.1 | 32.7 | 33.9 | 28.6 | 25.8 | 22.5 | 20.8 | 19.3 | 21.1 | 27.2 | 33.3 | 39.5 | Face 111 | Floor | Ground | 998.1 | 991 | 1139.2 | 1307.6 | 1598.7 | 599.9 | 595.4 | 596.4 | 485.8 | 1392.8 | 1217.7 | 1031.7
SUB SURFACE 14 | 250.2 | 202.7 | 205.6 | 169.6 | 149.5 | 131.6 | 123.3 | 115.1 | 126.9 | 166.6 | 210.4 | 251.9 | Face 116 | Wall | Outdoors | 606.1 | 513.6 | 614.2 | 574 | 555.7 | 529 | 533 | 490 | 508 | 531.3 | 563.2 | 619.5
SUB SURFACE 15 | 326.2 | 268.9 | 284.2 | 237 | 207.5 | 178.6 | 170.7 | 161.5 | 175.9 | 223 | 274.3 | 325.5 | Face 117 | Floor | Ground | 1232.3 | 1117.7 | 1108.1 | 1139.8 | 1348.3 | 599.5 | 639.7 | 723 | 737.5 | 1758.5 | 1633.7 | 1377.3
SUB SURFACE 16 | 40.6 | 32.3 | 33.3 | 27.4 | 24.6 | 21.9 | 21 | 19.6 | 21.3 | 26.7 | 32.9 | 39.7 | Face 121 | Wall | Outdoors | 1033.7 | 783.9 | 742.9 | 557.9 | 440.8 | 415.4 | 437.5 | 434.6 | 629.7 | 836.5 | 1040 | 1179.1
SUB SURFACE 17 | 243.5 | 194.1 | 199.9 | 164.7 | 147.6 | 131.6 | 126.2 | 117.7 | 128.1 | 160.1 | 197.6 | 238.4 | Face 126 | Floor | Ground | 956.2 | 890.6 | 930.5 | 981.5 | 1207.6 | 575.4 | 644.4 | 730.5 | 674.7 | 1480.6 | 1331.1 | 1057.5
SUB SURFACE 18 | 333.5 | 267.1 | 279.4 | 229.1 | 196 | 174.2 | 165.2 | 155.8 | 175.5 | 220.9 | 272.4 | 327.9 | Face 128 | Wall | Outdoors | 228.7 | 173.4 | 164.4 | 123.8 | 97.3 | 91.8 | 96.8 | 96.6 | 140 | 185.4 | 230.4 | 261
SUB SURFACE 19 | 412.6 | 340 | 361.2 | 304.3 | 265.8 | 229.9 | 217.5 | 205.2 | 224.3 | 284.2 | 347.9 | 412.4 | Face 13 | Wall | Outdoors | 85.4 | 70.6 | 91 | 92.5 | 89.4 | 92.1 | 93.4 | 93.3 | 95 | 85.6 | 86.9 | 90.5
SUB SURFACE 2 | 154.7 | 123.5 | 128.5 | 101.5 | 82.7 | 77.3 | 75.5 | 71.3 | 80.1 | 94.1 | 124.6 | 154.8 | Face 134 | Wall | Outdoors | 438.4 | 403.5 | 497.8 | 446 | 460.9 | 395.7 | 463.1 | 476.8 | 408.2 | 439 | 450.5 | 448
SUB SURFACE 20 | 264.5 | 212.1 | 213 | 173.2 | 151.7 | 133 | 127.6 | 119.4 | 131.5 | 172.9 | 221.3 | 266 | Face 135 | Wall | Outdoors | 687.9 | 522.6 | 497.2 | 374.6 | 292.7 | 275.9 | 290.9 | 292.1 | 422.5 | 558.6 | 692.8 | 784.4
SUB SURFACE 21 | 81.6 | 67.1 | 70.6 | 58.7 | 50.5 | 44.1 | 42.5 | 40.6 | 44.9 | 55.8 | 69.1 | 82.4 | Face 136 | Floor | Ground | 451.1 | 452.5 | 524.4 | 690.7 | 986.7 | 452.8 | 463.5 | 467.3 | 371.8 | 930.7 | 669.3 | 438.6
SUB SURFACE 22 | 173.5 | 143.8 | 151.4 | 126 | 108.1 | 91.7 | 86.2 | 81.1 | 89.1 | 114.8 | 143.8 | 174.5 | Face 139 | Wall | Outdoors | 416 | 352.1 | 420.8 | 395.8 | 386.4 | 371.9 | 375.7 | 346.2 | 358 | 370.5 | 387.7 | 424.8
SUB SURFACE 23 | 175.3 | 145.3 | 153.2 | 127.3 | 109.1 | 92 | 86.2 | 81 | 89 | 115.2 | 144.5 | 175.8 | Face 142 | Floor | Ground | 84.3 | 90.9 | 114.9 | 197.7 | 330.1 | 139.5 | 153.2 | 154.7 | 115.3 | 309.1 | 184.6 | 76.1
SUB SURFACE 24 | 174.6 | 144.7 | 152.4 | 126.6 | 108.7 | 91.8 | 86.1 | 81 | 88.8 | 114.9 | 144.1 | 175.3 | Face 148 | Wall | Outdoors | 178.7 | 151.4 | 181.5 | 170.8 | 166.9 | 160.9 | 162.1 | 149.3 | 154.4 | 159.8 | 167 | 182.7
SUB SURFACE 25 | 53.8 | 43.2 | 44.8 | 36.5 | 31.1 | 29 | 27.9 | 26.2 | 28.7 | 34.1 | 43.9 | 53.8 | Face 154 | Wall | Outdoors | 306.7 | 258.1 | 305.8 | 287 | 280.9 | 264.9 | 267.2 | 246.1 | 256.7 | 272.1 | 286.4 | 312.7
SUB SURFACE 26 | 214.4 | 177.3 | 186.2 | 154.6 | 133.3 | 113.7 | 107.3 | 101 | 110.7 | 142.5 | 178 | 215.4 | Face 155 | Wall | Outdoors | 312 | 287.2 | 354.3 | 318.1 | 332.3 | 280.4 | 327.7 | 337.1 | 287.7 | 312.3 | 317 | 315.7
SUB SURFACE 27 | 128.9 | 106.7 | 112.4 | 93.5 | 80.8 | 68.5 | 64.5 | 60.6 | 66.5 | 85.6 | 106.9 | 129.4 | Face 156 | Wall | Outdoors | 52.2 | 48.1 | 59.2 | 53.1 | 55.4 | 46.7 | 54.6 | 56.2 | 48.1 | 52.2 | 53.1 | 52.8
SUB SURFACE 28 | 213.6 | 172 | 177.5 | 144.6 | 123.2 | 108.5 | 102.7 | 96.5 | 109 | 140.1 | 175.3 | 210.7 | Face 165 | Wall | Outdoors | 318.7 | 292.7 | 357.3 | 319 | 331.2 | 279.7 | 327.6 | 338 | 289.9 | 316.6 | 324.7 | 324
SUB SURFACE 29 | 218.3 | 176.3 | 181.5 | 147.6 | 124.9 | 108.8 | 102.8 | 96.6 | 109.2 | 141.9 | 179.1 | 216 | Face 166 | Wall | Outdoors | 659.3 | 497.7 | 458.1 | 324.6 | 281 | 260.8 | 272.7 | 257.5 | 369.2 | 524.5 | 659.2 | 747.7
SUB SURFACE 3 | 541.7 | 430.4 | 449.6 | 348.7 | 276 | 244.3 | 237.4 | 224.4 | 251.3 | 307.6 | 423.3 | 537.6 | Face 193 | Wall | Outdoors | 59.5 | 48.5 | 61.4 | 62.3 | 60.4 | 61.8 | 62.3 | 62.2 | 63.9 | 58.2 | 59.9 | 62.7
SUB SURFACE 30 | 180.9 | 147 | 150.9 | 122.7 | 102.6 | 87.5 | 82.1 | 77 | 87.2 | 115.5 | 148.2 | 180.5 | Face 194 | Wall | Outdoors | 355.9 | 290.4 | 367.8 | 373.4 | 362.4 | 370.9 | 373.8 | 372.9 | 382.6 | 348 | 358.4 | 375.1
SUB SURFACE 31 | 136.7 | 111.3 | 114.2 | 92.9 | 77.4 | 65.7 | 61.6 | 57.8 | 65.5 | 87 | 111.9 | 136.6 | Face 195 | Wall | Outdoors | 347.7 | 292.1 | 347.7 | 326.8 | 319.7 | 302.3 | 305.1 | 281.4 | 293.5 | 309.3 | 324.1 | 354.3
SUB SURFACE 32 | 135.9 | 110.5 | 113.4 | 92.4 | 77.2 | 65.7 | 61.6 | 57.8 | 65.5 | 86.8 | 111.4 | 135.7 | Face 211 | Wall | Outdoors | 826.1 | 623.2 | 573.9 | 408.5 | 354.2 | 328.8 | 342.9 | 323.4 | 463.9 | 658 | 826.2 | 937.1
SUB SURFACE 33 | 131.1 | 106.4 | 109.6 | 89.6 | 75.6 | 65.3 | 61.6 | 57.9 | 65.4 | 85.3 | 108.2 | 130.6 | Face 212 | Wall | Outdoors | 362.2 | 295.9 | 372.5 | 377 | 364.1 | 371.7 | 374.8 | 374.6 | 385.7 | 354 | 366.4 | 382.8
SUB SURFACE 34 | 81.9 | 66.5 | 68.9 | 56.3 | 47.9 | 42.4 | 40.7 | 38.5 | 43.1 | 54.2 | 68.3 | 81.9 | Face 218 | Wall | Outdoors | 164.9 | 124.4 | 114.3 | 81.2 | 70.3 | 65.4 | 68.4 | 64.5 | 92.2 | 131 | 164.9 | 187.3
SUB SURFACE 35 | 45.1 | 37.2 | 38.2 | 32.1 | 27.7 | 23 | 21.6 | 20 | 21.9 | 29.5 | 37.6 | 45.2 | Face 224 | Wall | Outdoors | 332.9 | 251.5 | 231 | 164.3 | 142.2 | 131.6 | 137.2 | 129.2 | 184.6 | 263.5 | 332 | 377.7
SUB SURFACE 36 | 270.6 | 223.3 | 229.4 | 192.7 | 166 | 138 | 129.5 | 120.1 | 131.7 | 177 | 225.9 | 271.5 | Face 230 | Wall | Outdoors | 333.5 | 252 | 231.6 | 164.8 | 142.6 | 131.8 | 137.2 | 129.2 | 184.7 | 263.8 | 332.4 | 378.2
SUB SURFACE 37 | 373.1 | 309.4 | 323.6 | 270.4 | 221 | 182.8 | 169.6 | 159.2 | 180.7 | 245 | 313.7 | 376.6 | Face 236 | Wall | Outdoors | 333.3 | 251.8 | 231.3 | 164.6 | 142.4 | 131.7 | 137.2 | 129.2 | 184.6 | 263.7 | 332.2 | 378
SUB SURFACE 38 | 249 | 206.7 | 213.5 | 173.3 | 139.5 | 114.1 | 105.4 | 98.7 | 112.2 | 154.7 | 203.6 | 252.6 | Face 24 | Wall | Outdoors | 73.7 | 68 | 84.2 | 75.5 | 78 | 67.1 | 78.3 | 80.3 | 68.7 | 73.6 | 75.3 | 75
SUB SURFACE 39 | 253.6 | 209.4 | 216.3 | 173.9 | 139.5 | 114.1 | 105.3 | 98.6 | 112.2 | 154.8 | 204.7 | 255.9 | Face 242 | Wall | Outdoors | 415.4 | 313.6 | 287.9 | 204.6 | 177.2 | 164.1 | 171.2 | 161.2 | 230.4 | 328.9 | 414.3 | 471.2
SUB SURFACE 4 | 436.7 | 352 | 375.5 | 302.5 | 252.5 | 232 | 228.3 | 216.8 | 236.3 | 276.1 | 355.3 | 435.8 | Face 249 | Wall | Outdoors | 249.4 | 188.3 | 173 | 123 | 106.5 | 98.6 | 102.8 | 96.8 | 138.4 | 197.5 | 248.7 | 282.9
SUB SURFACE 40 | 207.1 | 169.6 | 175.4 | 139.8 | 111.7 | 91.2 | 84.1 | 78.8 | 89.6 | 123.9 | 164.7 | 206.6 | Face 26 | Floor | Ground | 33.8 | 35.7 | 42.6 | 59.8 | 85.7 | 42.3 | 43 | 44.3 | 36.1 | 81.3 | 56.9 | 34
SUB SURFACE 41 | 156.2 | 127.5 | 132 | 104.9 | 83.8 | 68.4 | 63.1 | 59.1 | 67.3 | 93 | 123.7 | 155.2 | Face 264 | Wall | Outdoors | 219.2 | 184.3 | 218.3 | 204.8 | 200.3 | 189.5 | 191.1 | 176 | 183.6 | 194.4 | 204.3 | 223.4
SUB SURFACE 42 | 155.6 | 127.2 | 131.6 | 104.8 | 83.8 | 68.4 | 63.1 | 59.1 | 67.3 | 93 | 123.5 | 154.9 | Face 271 | Wall | Outdoors | 220.4 | 185.4 | 219.3 | 205.6 | 200.8 | 189.6 | 191.1 | 176 | 183.7 | 194.9 | 205.3 | 224.7
SUB SURFACE 43 | 103.7 | 84.1 | 89.8 | 73 | 61.2 | 56.2 | 55.2 | 52.7 | 58 | 67.3 | 85.6 | 104 | Face 275 | Wall | Outdoors | 177.8 | 149.8 | 176.8 | 165.6 | 161.4 | 151.9 | 153 | 140.9 | 147 | 156.5 | 165.5 | 181.5
SUB SURFACE 44 | 152.4 | 125.4 | 129.7 | 104.1 | 83.6 | 68.4 | 63.3 | 59.3 | 67.4 | 92.7 | 122.6 | 152.7 | Face 281 | Wall | Outdoors | 133.5 | 112.5 | 132.8 | 124.4 | 121.2 | 113.9 | 114.7 | 105.6 | 110.3 | 117.5 | 124.2 | 136.4
SUB SURFACE 45 | 93.2 | 77.2 | 80 | 65.5 | 54 | 45 | 42.4 | 40 | 45 | 60.4 | 77.6 | 94.1 | Face 287 | Wall | Outdoors | 133.3 | 112.3 | 132.6 | 124.3 | 121.1 | 113.9 | 114.7 | 105.6 | 110.3 | 117.4 | 124.1 | 136.1
SUB SURFACE 46 | 327.4 | 272 | 282.2 | 233 | 191.9 | 157.9 | 147.2 | 138.3 | 156.4 | 213.4 | 274.6 | 329.5 | Face 293 | Wall | Outdoors | 132.3 | 111.4 | 131.7 | 123.6 | 120.6 | 113.8 | 114.7 | 105.6 | 110.2 | 117 | 123.4 | 135
SUB SURFACE 47 | 258.9 | 216.4 | 224.4 | 191.1 | 166 | 138.8 | 126.5 | 116.9 | 128.2 | 172.7 | 217.1 | 259.6 | Face 299 | Wall | Outdoors | 87 | 73.2 | 86.9 | 81.7 | 79.9 | 75.6 | 76.3 | 70.3 | 73.3 | 77.3 | 81.4 | 88.8
SUB SURFACE 48 | 43.1 | 36.1 | 37.4 | 31.8 | 27.7 | 23.1 | 21.1 | 19.5 | 21.4 | 28.8 | 36.2 | 43.2 | Face 304 | Wall | Outdoors | 59.4 | 48.4 | 60.7 | 61.5 | 59.3 | 60 | 60.2 | 60.1 | 62 | 57.2 | 59.7 | 62.6
SUB SURFACE 49 | 450.1 | 378.4 | 406.7 | 344.9 | 292 | 238.4 | 220.8 | 207.4 | 227.3 | 297.8 | 372.1 | 453 | Face 305 | Wall | Outdoors | 355.4 | 290 | 363.4 | 368.3 | 355.6 | 360.1 | 361.1 | 360.2 | 371.3 | 342.3 | 357.2 | 374.8
SUB SURFACE 5 | 94.5 | 76.3 | 81.6 | 66 | 55.5 | 50.9 | 50.3 | 47.9 | 51.9 | 60.5 | 77.4 | 94.2 | Face 306 | Wall | Outdoors | 353.5 | 298.2 | 352.7 | 331.8 | 321.5 | 299.1 | 301.1 | 277.5 | 290.7 | 311.9 | 330.8 | 361.8
SUB SURFACE 50 | 289.8 | 236.5 | 239.6 | 195.5 | 166.3 | 137.8 | 129.5 | 120.6 | 133.3 | 181.4 | 237.7 | 293.8 | Face 32 | Floor | Ground | 298.9 | 274.6 | 273.9 | 282.2 | 320.1 | 164.1 | 177.4 | 202.3 | 219.3 | 425.2 | 402.3 | 345.1
SUB SURFACE 51 | 91.1 | 76.1 | 81 | 67.9 | 57.3 | 46.9 | 44.3 | 42.2 | 46.7 | 60.8 | 75.8 | 91.6 | Face 325 | Wall | Outdoors | 225.2 | 190.1 | 223.6 | 208.9 | 201.9 | 187.7 | 188.6 | 173.6 | 181.9 | 196.1 | 209.4 | 230.9
SUB SURFACE 52 | 189.6 | 158.2 | 170.3 | 141.1 | 117.8 | 95.2 | 87.9 | 82.5 | 90.6 | 119.8 | 151.7 | 186.7 | Face 329 | Wall | Outdoors | 226.2 | 190.8 | 224.2 | 209.1 | 201.9 | 187.7 | 188.6 | 173.5 | 181.9 | 196.1 | 209.7 | 231.7
SUB SURFACE 53 | 190.8 | 158.8 | 171.2 | 141.5 | 118 | 95.2 | 87.8 | 82.2 | 90.3 | 119.6 | 151.6 | 187 | Face 335 | Wall | Outdoors | 182 | 153.3 | 180.1 | 167.7 | 161.7 | 150.3 | 151 | 138.9 | 145.7 | 157.1 | 168.3 | 186.1
SUB SURFACE 54 | 190.7 | 158.8 | 171.1 | 141.5 | 118 | 95.2 | 87.7 | 82.2 | 90.2 | 119.5 | 151.5 | 186.9 | Face 341 | Wall | Outdoors | 136.6 | 115.1 | 135.2 | 125.7 | 121.3 | 112.7 | 113.2 | 104.2 | 109.2 | 117.8 | 126.2 | 139.6
SUB SURFACE 55 | 237.1 | 197.9 | 212.8 | 176.4 | 147.4 | 119 | 109.7 | 102.8 | 112.9 | 149.5 | 189.3 | 233.1 | Face 347 | Wall | Outdoors | 136.5 | 115 | 135.1 | 125.7 | 121.3 | 112.7 | 113.2 | 104.2 | 109.2 | 117.8 | 126.1 | 139.5
SUB SURFACE 56 | 141.8 | 118.5 | 127.5 | 105.8 | 88.4 | 71.4 | 65.9 | 61.7 | 67.7 | 89.6 | 113.4 | 139.6 | Face 35 | Wall | Outdoors | 232.4 | 176.7 | 168.2 | 126.7 | 100.1 | 94.2 | 98.8 | 98.4 | 141.9 | 188.2 | 233.7 | 265
SUB SURFACE 57 | 278.4 | 229.4 | 236.1 | 195.2 | 166.6 | 138.7 | 126.4 | 117.2 | 129.7 | 176.7 | 227.6 | 280.7 | Face 353 | Wall | Outdoors | 135.8 | 114.5 | 134.6 | 125.5 | 121.2 | 112.6 | 113.2 | 104.2 | 109.2 | 117.7 | 125.8 | 138.9
SUB SURFACE 58 | 360.8 | 303.6 | 325.9 | 273.8 | 232.3 | 188.4 | 175.1 | 164.6 | 179.8 | 236.6 | 296.2 | 361.2 | Face 359 | Wall | Outdoors | 88.7 | 74.8 | 88.3 | 82.7 | 80.2 | 74.8 | 75.3 | 69.4 | 72.6 | 77.9 | 82.8 | 90.8
SUB SURFACE 59 | 42.8 | 34.5 | 35.7 | 30 | 26.3 | 22.2 | 21 | 19.5 | 21.3 | 28.2 | 35 | 41.9 | Face 367 | Wall | Outdoors | 309 | 260.7 | 307.4 | 288.6 | 280.4 | 261.2 | 262.9 | 242 | 253.4 | 272.2 | 289.1 | 316.1
SUB SURFACE 6 | 56 | 44.5 | 45.4 | 36.1 | 30.7 | 28.4 | 28.1 | 26.4 | 28.9 | 34.5 | 45.2 | 55.8 | Face 368 | Wall | Outdoors | 314 | 290.1 | 356.1 | 319.6 | 332.9 | 278.7 | 324.9 | 333.5 | 285 | 311.6 | 318 | 317.9
SUB SURFACE 60 | 256.8 | 207.1 | 214.4 | 179.9 | 157.8 | 133.1 | 125.8 | 117 | 127.7 | 169.3 | 209.8 | 251.8 | Face 369 | Wall | Outdoors | 52.5 | 48.5 | 59.4 | 53.3 | 55.5 | 46.5 | 54.2 | 55.6 | 47.6 | 52.1 | 53.3 | 53.2
SUB SURFACE 61 | 353.9 | 286.9 | 302.6 | 252.5 | 210.1 | 176.1 | 164.6 | 154.8 | 175.3 | 234.6 | 291.1 | 348.7 | Face 38 | Floor | Ground | 64.3 | 62.4 | 64.6 | 72.6 | 91.9 | 42.4 | 45 | 49.2 | 44.4 | 103.6 | 90.8 | 71.8
SUB SURFACE 62 | 229.9 | 189 | 195 | 162.1 | 134.5 | 111.4 | 103.6 | 97.1 | 110.2 | 150.2 | 190.2 | 229.7 | Face 397 | Wall | Outdoors | 826.5 | 623 | 571.8 | 410 | 353.3 | 323.5 | 335.7 | 316.1 | 453 | 647.3 | 820.9 | 935.7
SUB SURFACE 63 | 232.3 | 191.5 | 196.6 | 162.9 | 134.6 | 111.1 | 103.3 | 96.9 | 109.9 | 150.3 | 191.7 | 233.2 | Face 398 | Wall | Outdoors | 361.7 | 294.9 | 367.7 | 370.6 | 356.3 | 360.5 | 361.6 | 361.5 | 373.7 | 345.9 | 363 | 382.4
SUB SURFACE 64 | 190.3 | 157.6 | 161.6 | 133.1 | 108.7 | 89.4 | 82.8 | 77.5 | 88.1 | 121 | 156.5 | 192.8 | Face 404 | Wall | Outdoors | 165.3 | 124.6 | 114.2 | 81.7 | 70.5 | 64.6 | 67.1 | 63.3 | 90.2 | 129.3 | 164.1 | 187
SUB SURFACE 65 | 106.6 | 85.2 | 88.9 | 70.6 | 57.9 | 53.9 | 52.6 | 49.7 | 55.7 | 65.8 | 86.3 | 106.6 | Face 410 | Wall | Outdoors | 333.7 | 251.6 | 230.8 | 165.1 | 142 | 129.6 | 134.4 | 126.5 | 180.4 | 259.2 | 329.6 | 376.5
SUB SURFACE 66 | 143.6 | 119 | 122.1 | 100.2 | 81.6 | 67 | 62.1 | 58.2 | 66.1 | 90.8 | 117.8 | 145.7 | Face 416 | Wall | Outdoors | 334.1 | 251.8 | 231.2 | 165.3 | 142.1 | 129.7 | 134.4 | 126.4 | 180.3 | 259.2 | 329.6 | 376.7
SUB SURFACE 67 | 143.1 | 118.6 | 121.6 | 99.9 | 81.5 | 67 | 62.1 | 58.2 | 66.1 | 90.7 | 117.5 | 145 | Face 422 | Wall | Outdoors | 334.1 | 251.8 | 231.2 | 165.3 | 142.1 | 129.7 | 134.4 | 126.4 | 180.3 | 259.1 | 329.6 | 376.7
SUB SURFACE 68 | 140 | 115.6 | 118.9 | 98.2 | 80.8 | 66.7 | 62.1 | 58.2 | 66 | 90 | 115.3 | 141 | Face 428 | Wall | Outdoors | 416.8 | 314.3 | 288.4 | 206.2 | 177.4 | 161.9 | 167.8 | 157.8 | 225.2 | 323.7 | 411.6 | 470.3
SUB SURFACE 69 | 84.9 | 69.8 | 72.3 | 60.2 | 50.6 | 42.6 | 40.4 | 38.1 | 42.9 | 57 | 71 | 85.3 | Face 435 | Wall | Outdoors | 250.1 | 188.6 | 173.1 | 123.8 | 106.5 | 97.2 | 100.7 | 94.8 | 135.3 | 194.3 | 247.1 | 282.3
SUB SURFACE 7 | 289.6 | 230.4 | 237.4 | 190.6 | 161.5 | 150.5 | 146.1 | 137.6 | 150.9 | 181.9 | 237.7 | 291.6 | Face 44 | Floor | Ground | 128.5 | 141.1 | 170.9 | 227.5 | 311.7 | 159.8 | 168.4 | 169.8 | 137.4 | 284.1 | 211.2 | 138.4
SUB SURFACE 70 | 306.1 | 248.8 | 259.1 | 214.3 | 180.7 | 150.7 | 141.8 | 133.5 | 150.5 | 202.3 | 251.3 | 301.1 | Face 445 | Wall | Outdoors | 323 | 297.3 | 361.6 | 322.4 | 333.8 | 279.2 | 325.5 | 335 | 287.7 | 316.1 | 325.6 | 327.8
SUB SURFACE 71 | 243.7 | 199.5 | 207.9 | 177.4 | 157.8 | 133.2 | 122.5 | 113.7 | 124.2 | 165 | 200.7 | 239.3 | Face 446 | Wall | Outdoors | 661 | 498.8 | 458.1 | 327.3 | 281.8 | 257.6 | 267.5 | 252.1 | 361.1 | 517.1 | 655.9 | 747.8
SUB SURFACE 72 | 40.6 | 33.2 | 34.6 | 29.6 | 26.3 | 22.2 | 20.4 | 18.9 | 20.7 | 27.5 | 33.4 | 39.9 | Face 454 | RoofCeiling | Outdoors | 1027.6 | 876 | 989 | 965.9 | 902.3 | 850.3 | 885.3 | 848.1 | 852.5 | 890.4 | 959.6 | 1025.5
SUB SURFACE 73 | 477.6 | 384.3 | 414.1 | 334.6 | 280.4 | 249.4 | 241.3 | 227.9 | 249.1 | 299.2 | 386.1 | 474.3 | Face 455 | Wall | Outdoors | 58.1 | 47 | 58.8 | 59.5 | 57.4 | 58.2 | 58.5 | 58.3 | 60.4 | 55.6 | 58.1 | 61
SUB SURFACE 74 | 303.2 | 238.3 | 244.1 | 192.1 | 161.7 | 145.5 | 142.1 | 133.3 | 146 | 181.4 | 242.8 | 302.1 | Face 456 | Wall | Outdoors | 347.8 | 281.5 | 352.1 | 356.2 | 344.3 | 349.5 | 351.1 | 349.6 | 361.8 | 332.5 | 347.4 | 365
SUB SURFACE 75 | 421.8 | 346.7 | 374.3 | 318.8 | 276.2 | 229.2 | 214.3 | 202 | 220.5 | 286 | 348.9 | 419.3 | Face 457 | Wall | Outdoors | 344.3 | 288 | 342 | 321.3 | 312.2 | 291.1 | 293.8 | 270.7 | 284 | 303.8 | 320.4 | 350.6
SUB SURFACE 76 | 269.5 | 215.3 | 219.5 | 180.2 | 156.9 | 132.2 | 125.6 | 117.3 | 129 | 173.4 | 221 | 269.3 | Face 465 | RoofCeiling | Outdoors | 61.9 | 52.3 | 57.6 | 53.2 | 48.5 | 43.7 | 43.3 | 40.9 | 43 | 50 | 55.9 | 62.5
SUB SURFACE 77 | 83.5 | 69.1 | 73.8 | 62.5 | 53.7 | 44.5 | 42.3 | 40.2 | 44.2 | 57.1 | 70.1 | 84.2 | Face 471 | RoofCeiling | Outdoors | 444.2 | 379 | 414.8 | 381 | 345.5 | 310.8 | 306.4 | 286.3 | 303.8 | 356.2 | 401.2 | 451.4
SUB SURFACE 78 | 178.6 | 149.5 | 159.9 | 134.7 | 114.4 | 93.2 | 86.4 | 81.1 | 88.9 | 117 | 146 | 178.4 | Face 476 | Wall | Outdoors | 218.7 | 183.5 | 216.2 | 202.9 | 197.1 | 183.5 | 185 | 170.2 | 178.7 | 192.2 | 203.6 | 223.2
SUB SURFACE 79 | 180.3 | 151.5 | 161.9 | 136.1 | 115.1 | 93.5 | 86.5 | 81 | 88.7 | 117.1 | 146.7 | 179.8 | Face 478 | RoofCeiling | Outdoors | 444.8 | 381.2 | 415.9 | 380.6 | 344.7 | 310.2 | 305.3 | 285 | 302.5 | 355 | 401.5 | 453.6
SUB SURFACE 8 | 283.8 | 228.9 | 245.1 | 198.1 | 166.6 | 152.7 | 150.9 | 143.7 | 155.8 | 181.7 | 232.4 | 282.9 | Face 482 | Wall | Outdoors | 219.3 | 184.2 | 216.6 | 203.1 | 197.2 | 183.5 | 185 | 170.1 | 178.6 | 192.2 | 204.1 | 224.1
SUB SURFACE 80 | 180.3 | 151.5 | 161.9 | 136.1 | 115.1 | 93.4 | 86.4 | 80.9 | 88.7 | 117 | 146.6 | 179.8 | Face 484 | RoofCeiling | Outdoors | 361.1 | 310.5 | 338.1 | 308.2 | 277.6 | 249.3 | 245 | 228.7 | 242.9 | 285.7 | 325.1 | 369.8
SUB SURFACE 81 | 223.6 | 187.3 | 200 | 168.5 | 142.9 | 116.3 | 107.9 | 101.2 | 110.8 | 146 | 182.3 | 223.4 | Face 488 | Wall | Outdoors | 176.6 | 148.5 | 174.3 | 163.3 | 158.2 | 147.1 | 148.2 | 136.3 | 143.1 | 154.3 | 164.2 | 180.9
SUB SURFACE 82 | 134.2 | 112.5 | 120.5 | 101.5 | 86.2 | 70.1 | 65 | 60.9 | 66.7 | 87.7 | 109.4 | 133.8 | Face 49 | Wall | Outdoors | 121.3 | 102.8 | 122.9 | 115.4 | 112.6 | 108.1 | 108.9 | 100.4 | 103.8 | 107.8 | 113.1 | 124.1
SUB SURFACE 83 | 99.9 | 80.5 | 85.6 | 68.9 | 57.1 | 52.3 | 51.7 | 49.3 | 54.3 | 63.4 | 81.5 | 99.8 | Face 490 | RoofCeiling | Outdoors | 271.8 | 233.8 | 254.6 | 231.6 | 208.3 | 186.9 | 183.7 | 171.5 | 182.2 | 214.3 | 244.3 | 278.5
SUB SURFACE 84 | 262.8 | 213.6 | 221 | 184.5 | 159.9 | 134.3 | 123.3 | 114.6 | 126.2 | 170.5 | 215 | 262.8 | Face 494 | Wall | Outdoors | 132.5 | 111.4 | 130.9 | 122.5 | 118.7 | 110.3 | 111.1 | 102.2 | 107.3 | 115.7 | 123.2 | 135.7
SUB SURFACE 85 | 339.4 | 281.5 | 303.2 | 257.3 | 221.9 | 182.1 | 170.2 | 160.3 | 174.4 | 227.4 | 278.5 | 336.6 | Face 496 | RoofCeiling | Outdoors | 271.2 | 233 | 254 | 231.3 | 208.2 | 186.9 | 183.7 | 171.5 | 182.1 | 214.2 | 243.8 | 277.7
SUB SURFACE 86 | 99.9 | 80.5 | 85.6 | 68.9 | 57.1 | 52.3 | 51.7 | 49.3 | 54.3 | 63.3 | 81.5 | 99.8 | Face 50 | Floor | Ground | 1755 | 1619.8 | 1759.4 | 1870.5 | 2166.1 | 1148.4 | 1162.4 | 1246.4 | 1228.9 | 2446.5 | 2226.7 | 1909.5
SUB SURFACE 87 | 99.9 | 80.5 | 85.6 | 68.9 | 57.1 | 52.3 | 51.7 | 49.3 | 54.3 | 63.3 | 81.5 | 99.8 | Face 500 | Wall | Outdoors | 132.4 | 111.4 | 130.8 | 122.5 | 118.6 | 110.3 | 111.1 | 102.2 | 107.3 | 115.7 | 123.1 | 135.6
SUB SURFACE 88 | 258.8 | 209.9 | 223.5 | 181.1 | 150.7 | 138.4 | 135.7 | 129.1 | 142 | 165.1 | 211.7 | 259.7 | Face 502 | RoofCeiling | Outdoors | 268.1 | 229.7 | 250.7 | 228.9 | 207.3 | 186.5 | 183.8 | 171.6 | 181.6 | 213.3 | 241.3 | 273.6
SUB SURFACE 89 | 363.2 | 288.6 | 304.4 | 239.4 | 195.3 | 172.7 | 165.4 | 155.3 | 172.8 | 216 | 288.8 | 360.9 | Face 506 | Wall | Outdoors | 131.7 | 110.6 | 130.1 | 122 | 118.3 | 110.1 | 111 | 102.1 | 107.2 | 115.4 | 122.5 | 134.7
SUB SURFACE 9 | 353.2 | 279.6 | 290.6 | 227.7 | 185.7 | 174.1 | 170 | 160.6 | 179.5 | 212.6 | 281.4 | 350.4 | Face 508 | RoofCeiling | Outdoors | 175.2 | 150.2 | 166.7 | 153.6 | 142.2 | 129 | 129.1 | 120.9 | 124.8 | 144.1 | 158.8 | 177.4
SUB SURFACE 90 | 293 | 234 | 246.6 | 199.7 | 170.2 | 150.9 | 142.7 | 132.5 | 143.9 | 178.1 | 233.7 | 290.9 | Face 512 | Wall | Outdoors | 85.6 | 71.8 | 84.9 | 79.8 | 77.7 | 72.6 | 73.2 | 67.4 | 70.7 | 75.7 | 80 | 87.5
SUB SURFACE 91 | 287.4 | 226.3 | 234.1 | 187.1 | 160.6 | 151.6 | 149.7 | 140.5 | 151.8 | 175.7 | 228.7 | 283.4 | Face 514 | RoofCeiling | Outdoors | 896.7 | 763.8 | 854.3 | 821.9 | 766.4 | 715.6 | 740.4 | 706.5 | 717 | 766 | 832.1 | 897.9
SUB SURFACE 92 | 295.1 | 233.6 | 245.4 | 194.5 | 159.8 | 151 | 147.1 | 139.2 | 155.6 | 181.6 | 236.5 | 292.7 | Face 518 | Wall | Outdoors | 299.9 | 250.8 | 296.5 | 278.4 | 271.5 | 253.6 | 256.1 | 235.6 | 247.1 | 264.3 | 278.8 | 305.3
Monthly Totals | 19492 | 15903 | 16659.4 | 13679.4 | 11540.2 | 9891.6 | 9352.9 | 8787.3 | 9730 | 12508.9 | 15935.1 | 19437.5 | Face 519 | Wall | Outdoors | 308.3 | 284 | 349.8 | 315.2 | 329.3 | 277.4 | 323.3 | 330.2 | 283.8 | 306.9 | 310.2 | 310.4
[13 empty] | Face 520 | Wall | Outdoors | 51.6 | 47.5 | 58.4 | 52.7 | 54.9 | 46.3 | 53.9 | 55.1 | 47.5 | 51.3 | 52 | 51.9
[13 empty] | Face 523 | RoofCeiling | Outdoors | 490.9 | 419 | 458 | 416.2 | 375.9 | 339 | 334.9 | 314.3 | 333.8 | 391.1 | 443.1 | 500.9
[13 empty] | Face 53 | Wall | Outdoors | 1160.1 | 881.3 | 839.2 | 632.6 | 496.1 | 462.9 | 485.4 | 486.9 | 704.3 | 937.9 | 1165.1 | 1321.1
[13 empty] | Face 54 | Wall | Outdoors | 515.8 | 426 | 546.5 | 554.8 | 534.1 | 547.1 | 555.2 | 556 | 566.8 | 513.9 | 523.8 | 545.7
[13 empty] | Face 546 | RoofCeiling | Outdoors | 913.1 | 768.5 | 842.5 | 763.5 | 688.2 | 623.7 | 619 | 582.9 | 622.5 | 728.2 | 825.4 | 931.7
[13 empty] | Face 548 | Wall | Outdoors | 809.5 | 605.8 | 553.4 | 440.2 | 382.2 | 346.7 | 371 | 364.9 | 449.7 | 631.2 | 803.1 | 913.8
[13 empty] | Face 549 | Wall | Outdoors | 352.1 | 284.9 | 355.2 | 358.4 | 345.1 | 350.1 | 352.1 | 351.2 | 364.6 | 336.5 | 352.7 | 370.4
[13 empty] | Face 553 | RoofCeiling | Outdoors | 182.2 | 154.7 | 168.8 | 152.3 | 136.7 | 124.3 | 124.1 | 117.3 | 125.6 | 146.9 | 166.5 | 187.3
[13 empty] | Face 555 | Wall | Outdoors | 161 | 120.8 | 110 | 87.4 | 76 | 68.9 | 73.8 | 72.7 | 89.2 | 125.4 | 159.9 | 182.1
[13 empty] | Face 559 | RoofCeiling | Outdoors | 376.4 | 320.8 | 348.1 | 312.8 | 278.9 | 250.6 | 247.4 | 232.6 | 249.3 | 294.3 | 337.8 | 385.4
[13 empty] | Face 561 | Wall | Outdoors | 327.1 | 245.7 | 223.9 | 177.8 | 154.1 | 139.3 | 148.7 | 146.2 | 179.9 | 253.6 | 323.7 | 369.3
[13 empty] | Face 565 | RoofCeiling | Outdoors | 378.6 | 323.2 | 350.4 | 314.4 | 279.8 | 250.9 | 247.2 | 232.3 | 248.9 | 294.3 | 338.6 | 387.2
[13 empty] | Face 567 | Wall | Outdoors | 327.6 | 246.3 | 224.5 | 178.2 | 154.4 | 139.4 | 148.8 | 146.2 | 180 | 253.8 | 324 | 369.8
[13 empty] | Face 57 | Floor | Ground | 637.1 | 565 | 549 | 542.5 | 597.8 | 274.8 | 323.6 | 379.2 | 427.6 | 869.2 | 837.1 | 722.7
[13 empty] | Face 571 | RoofCeiling | Outdoors | 378.5 | 323.2 | 350.4 | 314.4 | 279.8 | 250.9 | 247.1 | 232.2 | 248.9 | 294.2 | 338.5 | 387.2
[13 empty] | Face 573 | Wall | Outdoors | 327.6 | 246.3 | 224.5 | 178.2 | 154.4 | 139.4 | 148.8 | 146.2 | 180 | 253.8 | 324 | 369.8
[13 empty] | Face 577 | RoofCeiling | Outdoors | 470.1 | 400.5 | 434.5 | 390.2 | 347.8 | 312.2 | 308 | 289.4 | 310 | 366.3 | 421 | 481.2
[13 empty] | Face 579 | Wall | Outdoors | 408.8 | 307 | 279.7 | 222 | 192.4 | 173.8 | 185.7 | 182.4 | 224.6 | 316.8 | 404.4 | 461.5
[13 empty] | Face 583 | RoofCeiling | Outdoors | 285.6 | 243.7 | 265.1 | 238 | 213.7 | 191.3 | 188.9 | 178 | 188.8 | 223.3 | 254.8 | 291.1
[13 empty] | Face 586 | Wall | Outdoors | 245.3 | 184.3 | 168 | 133.5 | 115.7 | 104.5 | 111.6 | 109.7 | 135 | 190.2 | 242.7 | 276.9
[13 empty] | Face 59 | Wall | Outdoors | 230.5 | 174.9 | 166 | 124.8 | 98.1 | 92.3 | 97.1 | 96.8 | 139.8 | 185.8 | 231.4 | 262.7
[13 empty] | Face 590 | RoofCeiling | Outdoors | 1129.5 | 963.3 | 1083.9 | 1060.2 | 991.8 | 936.9 | 991.4 | 959.3 | 956.5 | 980.9 | 1057.7 | 1128.7
[13 empty] | Face 596 | Wall | Outdoors | 316.3 | 290.8 | 355.9 | 319.2 | 330.7 | 278.3 | 324.4 | 332.1 | 287.3 | 311.8 | 318.2 | 320
[13 empty] | Face 597 | Wall | Outdoors | 646.6 | 484.7 | 442.3 | 350.7 | 304.1 | 275.3 | 294.9 | 291.1 | 358.1 | 503.5 | 640.9 | 729.9
[13 empty] | Face 599 | RoofCeiling | Outdoors | 67.4 | 57.4 | 62.2 | 56 | 50.8 | 45.7 | 45.6 | 43.4 | 45.8 | 53.8 | 61.1 | 68.8
[13 empty] | Face 60 | Wall | Outdoors | 230.6 | 174.9 | 166.1 | 124.7 | 98.1 | 92.3 | 97.1 | 96.5 | 139.9 | 185.9 | 231.5 | 262.7
[13 empty] | Face 68 | Wall | Outdoors | 230.6 | 174.9 | 166.1 | 124.7 | 98.1 | 92.3 | 97.1 | 96.5 | 139.9 | 185.9 | 231.5 | 262.7
[13 empty] | Face 69 | Floor | Ground | 129.1 | 120 | 122 | 128.5 | 149.8 | 72.5 | 72.7 | 76.1 | 74.5 | 176.6 | 163.8 | 143.1
[13 empty] | Face 75 | Floor | Ground | 124.3 | 115.4 | 117.6 | 124.2 | 146.5 | 69.3 | 70 | 73.6 | 71 | 173.1 | 159.1 | 137.3
[13 empty] | Face 81 | Floor | Ground | 779.2 | 714.2 | 705.7 | 715.8 | 804.2 | 381 | 396.8 | 447.3 | 482.6 | 1035.9 | 998.7 | 894.2
[13 empty] | Face 85 | Wall | Outdoors | 579.6 | 440.6 | 418.6 | 314.9 | 249 | 235 | 246.6 | 245 | 353.7 | 469.1 | 583.2 | 661.4
[13 empty] | Face 88 | Floor | Ground | 1059.9 | 1053 | 1266 | 1417.6 | 1746.1 | 927.1 | 920.3 | 930.2 | 775.8 | 1549.3 | 1315.1 | 1090.5
[13 empty] | Face 92 | Wall | Outdoors | 430.2 | 364.8 | 433.9 | 406 | 393.7 | 372.4 | 375.6 | 346.7 | 359.6 | 378.4 | 400.8 | 439.4
[13 empty] | Face 93 | Wall | Outdoors | 441.4 | 404.7 | 501.3 | 450.3 | 465 | 396.2 | 462.1 | 473.7 | 403.1 | 435.6 | 446.3 | 448.1
[13 empty] | Face 95 | Floor | Ground | 423.1 | 436.6 | 581.5 | 819.3 | 1176 | 644.3 | 643.3 | 654.1 | 529.3 | 1034.7 | 678 | 410
[13 empty] | Face 98 | Wall | Outdoors | 499.1 | 411.9 | 531.6 | 542.7 | 526.5 | 545.1 | 554.2 | 553.4 | 561.9 | 501.9 | 508.3 | 528.8
[13 empty] | Face 99 | Wall | Outdoors | 353.5 | 299.3 | 359 | 338.5 | 330.8 | 317.9 | 321.6 | 296.9 | 307.1 | 316.7 | 330.2 | 360.9
[13 empty] | Monthly SubTotals | Wall | Outdoors | 28614.5 | 22992.3 | 24769.5 | 21384.6 | 19960.8 | 18648.8 | 19475.7 | 18843.8 | 21050.2 | 24572.5 | 28113.5 | 30954.9
[13 empty] | Monthly SubTotals | Roof | Outdoors | 8895 | 7583.8 | 8359.7 | 7774.4 | 7094.4 | 6494.7 | 6559.6 | 6212.6 | 6462.8 | 7262.5 | 8108 | 9017.4
[13 empty] | Monthly SubTotals |  | Ground | 9951.9 | 9480 | 10369.8 | 11676 | 14500.3 | 6984.4 | 7242.1 | 7694.9 | 7055.5 | 15471.5 | 13322.7 | 10731.4
[13 empty] | Monthly Totals |  |  | 47461.4 | 40056.2 | 43499 | 40834.9 | 41555.4 | 32127.9 | 33277.5 | 32751.3 | 34568.5 | 47306.5 | 49544.2 | 50703.7

## Srf-Zone map
Zone List | Faces |  | Sub Surfaces |  | Zone List | Ideal Air Loads System Number
0_BDRM_1_2 | Face 0 | CORRIDOR | SUB SURFACE 1 | Face 100 | 0_BDRM_1_2 | 19
0_BDRM_1_3 | Face 100 | LT_RETAIL_4 | SUB SURFACE 10 | Face 148 | 0_BDRM_1_3 | 14
0_BDRM_1_4 | Face 105 | GARBAGE 1 | SUB SURFACE 11 | Face 154 | 0_BDRM_1_4 | 53
0_BDRM_2_2 | Face 110 | GARBAGE 1 | SUB SURFACE 12 |  | 0_BDRM_2_2 | 6
0_BDRM_2_3 | Face 111 | COMMUNITY_RM | SUB SURFACE 13 |  | 0_BDRM_2_3 | 48
0_BDRM_2_4 | Face 116 | COMMUNITY_RM | SUB SURFACE 14 |  | 0_BDRM_2_4 | 42
0_BDRM_3_2 | Face 117 | LT_RETAIL_1 | SUB SURFACE 15 |  | 0_BDRM_3_2 | 23
0_BDRM_3_3 | Face 121 | LT_RETAIL_1 | SUB SURFACE 16 |  | 0_BDRM_3_3 | 45
0_BDRM_3_4 | Face 126 | LT_RETAIL_2 | SUB SURFACE 17 |  | 0_BDRM_3_4 | 35
0_BDRM_4_2 | Face 128 | LT_RETAIL_2 | SUB SURFACE 18 |  | 0_BDRM_4_2 | 57
0_BDRM_4_3 | Face 13 | CORRIDOR | SUB SURFACE 19 |  | 0_BDRM_4_3 | 10
0_BDRM_4_4 | Face 134 | LT_RETAIL_2 | SUB SURFACE 2 | Face 110 | 0_BDRM_4_4 | 56
1_BDRM_1_2 | Face 135 | LT_RETAIL_2 | SUB SURFACE 20 |  | 1_BDRM_1_2 | 58
1_BDRM_1_3 | Face 136 | LT_RETAIL_3 | SUB SURFACE 21 |  | 1_BDRM_1_3 | 29
1_BDRM_1_4 | Face 139 | LT_RETAIL_3 | SUB SURFACE 22 |  | 1_BDRM_1_4 | 54
1_BDRM_2_2 | Face 142 | MAIL_SHIPPING | SUB SURFACE 23 |  | 1_BDRM_2_2 | 31
1_BDRM_2_3 | Face 148 | MAIL_SHIPPING | SUB SURFACE 24 |  | 1_BDRM_2_3 | 46
1_BDRM_2_4 | Face 154 | 2_BDRM_3_2 | SUB SURFACE 25 |  | 1_BDRM_2_4 | 11
1_BDRM_3_2 | Face 155 | 2_BDRM_3_2 | SUB SURFACE 26 |  | 1_BDRM_3_2 | 26
1_BDRM_3_3 | Face 156 | 2_BDRM_3_2 | SUB SURFACE 27 |  | 1_BDRM_3_3 | 49
1_BDRM_3_4 | Face 165 | 2_BDRM_1_2 | SUB SURFACE 28 |  | 1_BDRM_3_4 | 63
1_BDRM_4_2 | Face 166 | 2_BDRM_1_2 | SUB SURFACE 29 |  | 1_BDRM_4_2 | 64
1_BDRM_4_3 | Face 193 | 2_BDRM_2_2 | SUB SURFACE 3 | Face 116 | 1_BDRM_4_3 | 59
1_BDRM_4_4 | Face 194 | 2_BDRM_2_2 | SUB SURFACE 30 |  | 1_BDRM_4_4 | 4
1_BDRM_5_2 | Face 195 | 2_BDRM_2_2 | SUB SURFACE 31 |  | 1_BDRM_5_2 | 65
1_BDRM_5_3 | Face 211 | 3_BDRM_2_2 | SUB SURFACE 32 |  | 1_BDRM_5_3 | 20
1_BDRM_5_4 | Face 212 | 3_BDRM_2_2 | SUB SURFACE 33 |  | 1_BDRM_5_4 | 47
1_BDRM_6_2 | Face 218 | STAIRWELL_2_2 | SUB SURFACE 34 |  | 1_BDRM_6_2 | 66
1_BDRM_6_3 | Face 224 | 1_BDRM_1_2 | SUB SURFACE 35 |  | 1_BDRM_6_3 | 68
1_BDRM_6_4 | Face 230 | 1_BDRM_2_2 | SUB SURFACE 36 |  | 1_BDRM_6_4 | 69
1_BDRM_7_2 | Face 236 | 1_BDRM_3_2 | SUB SURFACE 37 |  | 1_BDRM_7_2 | 9
1_BDRM_7_3 | Face 24 | CORRIDOR | SUB SURFACE 38 |  | 1_BDRM_7_3 | 50
1_BDRM_7_4 | Face 242 | 1_BDRM_7_2 | SUB SURFACE 39 |  | 1_BDRM_7_4 | 62
2_BDRM_1_2 | Face 249 | 0_BDRM_1_2 | SUB SURFACE 4 |  | 2_BDRM_1_2 | 33
2_BDRM_1_3 | Face 26 | ELEVATOR_1 | SUB SURFACE 40 |  | 2_BDRM_1_3 | 67
2_BDRM_1_4 | Face 264 | 1_BDRM_4_2 | SUB SURFACE 41 |  | 2_BDRM_1_4 | 7
2_BDRM_2_2 | Face 271 |  | SUB SURFACE 42 |  | 2_BDRM_2_2 | 60
2_BDRM_2_3 | Face 275 |  | SUB SURFACE 43 |  | 2_BDRM_2_3 | 51
2_BDRM_2_4 | Face 281 |  | SUB SURFACE 44 |  | 2_BDRM_2_4 | 52
2_BDRM_3_2 | Face 287 |  | SUB SURFACE 45 |  | 2_BDRM_3_2 | 55
2_BDRM_3_3 | Face 293 |  | SUB SURFACE 46 |  | 2_BDRM_3_3 | 70
2_BDRM_3_4 | Face 299 |  | SUB SURFACE 47 |  | 2_BDRM_3_4 | 3
3_BDRM_1_3 | Face 304 |  | SUB SURFACE 48 |  | 3_BDRM_1_3 | 25
3_BDRM_1_4 | Face 305 |  | SUB SURFACE 49 |  | 3_BDRM_1_4 | 61
3_BDRM_2_2 | Face 306 |  | SUB SURFACE 5 |  | 3_BDRM_2_2 | 8
BATHRM_1 | Face 32 |  | SUB SURFACE 50 |  | BATHRM_1 | 39
BATHRM_2 | Face 325 |  | SUB SURFACE 51 |  | BATHRM_2 | 40
COFFEE_SHOP | Face 329 |  | SUB SURFACE 52 |  | COFFEE_SHOP | 32
COMMUNITY_RM | Face 335 |  | SUB SURFACE 53 |  | COMMUNITY_RM | 34
GYM 1 | Face 341 |  | SUB SURFACE 54 |  | GYM 1 | 1
LOBBY_ENTRY | Face 347 |  | SUB SURFACE 55 |  | LOBBY_ENTRY | 38
LT_RETAIL_1 | Face 35 |  | SUB SURFACE 56 |  | LT_RETAIL_1 | 27
LT_RETAIL_2 | Face 353 |  | SUB SURFACE 57 |  | LT_RETAIL_2 | 28
LT_RETAIL_3 | Face 359 |  | SUB SURFACE 58 |  | LT_RETAIL_3 | 30
LT_RETAIL_4 | Face 367 |  | SUB SURFACE 59 |  | LT_RETAIL_4 | 17
OFFICE 1 | Face 368 |  | SUB SURFACE 6 |  | OFFICE 1 | 37
GARBAGE 1 | Face 369 |  | SUB SURFACE 60 |  | GARBAGE 1 | 36
MAIL_SHIPPING | Face 38 |  | SUB SURFACE 61 |  | MAIL_SHIPPING | 12
STAIRWELL_1_2 | Face 397 |  | SUB SURFACE 62 |  | STAIRWELL_1_2 | 18
STAIRWELL_1_3 | Face 398 |  | SUB SURFACE 63 |  | STAIRWELL_1_3 | 5
STAIRWELL_1_4 | Face 404 |  | SUB SURFACE 64 |  | STAIRWELL_1_4 | 21
STAIRWELL_2_2 | Face 410 |  | SUB SURFACE 65 |  | STAIRWELL_2_2 | 22
STAIRWELL_2_3 | Face 416 |  | SUB SURFACE 66 |  | STAIRWELL_2_3 | 24
STAIRWELL_2_4 | Face 422 |  | SUB SURFACE 67 |  | STAIRWELL_2_4 | 2
STAIR_1 | Face 428 |  | SUB SURFACE 68 |  | STAIR_1 | 13
STAIR_2 | Face 435 |  | SUB SURFACE 69 |  | STAIR_2 | 15
CORRIDOR | Face 44 |  | SUB SURFACE 7 |  | CORRIDOR | 16
CORRIDOR_2 | Face 445 |  | SUB SURFACE 70 |  | CORRIDOR_2 | 44
CORRIDOR_3 | Face 446 |  | SUB SURFACE 71 |  | CORRIDOR_3 | 43
CORRIDOR_4 | Face 454 |  | SUB SURFACE 72 |  | CORRIDOR_4 | 41
ELEVATOR_1 | Face 455 |  | SUB SURFACE 73 |  | ELEVATOR_1
ELEVATOR_1_2 | Face 456 |  | SUB SURFACE 74 |  | ELEVATOR_1_2
ELEVATOR_1_3 | Face 457 |  | SUB SURFACE 75 |  | ELEVATOR_1_3
ELEVATOR_1_4 | Face 465 |  | SUB SURFACE 76 |  | ELEVATOR_1_4
ELEVATOR_2 | Face 471 |  | SUB SURFACE 77 |  | ELEVATOR_2
ELEVATOR_2_2 | Face 476 |  | SUB SURFACE 78 |  | ELEVATOR_2_2
ELEVATOR_2_3 | Face 478 |  | SUB SURFACE 79 |  | ELEVATOR_2_3
ELEVATOR_2_4 | Face 482 |  | SUB SURFACE 8 |  | ELEVATOR_2_4
| Face 484 |  | SUB SURFACE 80
| Face 488 |  | SUB SURFACE 81
| Face 49 |  | SUB SURFACE 82
| Face 490 |  | SUB SURFACE 83
| Face 494 |  | SUB SURFACE 84
| Face 496 |  | SUB SURFACE 85
| Face 50 |  | SUB SURFACE 86
| Face 500 |  | SUB SURFACE 87
| Face 502 |  | SUB SURFACE 88
| Face 506 |  | SUB SURFACE 89
| Face 508 |  | SUB SURFACE 9
| Face 512 |  | SUB SURFACE 90
| Face 514 |  | SUB SURFACE 91
| Face 518 |  | SUB SURFACE 92
Face 519
Face 520
Face 523
Face 53
Face 54
Face 546
Face 548
Face 549
Face 553
Face 555
Face 559
Face 561
Face 565
Face 567
Face 57
Face 571
Face 573
Face 577
Face 579
Face 583
Face 586
Face 59
Face 590
Face 596
Face 597
Face 599
Face 60
Face 68
Face 69
Face 75
Face 81
Face 85
Face 88
Face 92
Face 93
Face 95
Face 98
Face 99

## Notes
Climate is Los Angeles.epw
Ignore internal loads: electric equipment, gas equipment, zone lights, zone people sensible